## Pivot
CPNAME | SNSPPU
STATUSNAME | HOLD - INSPECTION PENDING
Sum of INVENTORYQTY
PARTNUMBER | PARTNAME | VARTYPE | Total
100-132-5051 | JT VALVE OUTER BELLOWS | JTVOBSN | 2
101-024-4001 | JT VALVE INNER BELLOWS | JTVIBSN | 2
104110000-A262 | SNS PPU CM FPC TOPHATS | TPHTSN | 28
104110000-M8U-8200-A251 | 1/2-13 LOCKDOWN STUD | LDS12SN | 126
104110000-M8U-8200-A252 | 3/4-10 LOCKDOWN STUD | LDS34SN | 28
104210100-M8U-8200-A002 | INSTRUMENTATION FEED-THRU FLANGE WELDMENT | INFFSN | 35
104210200-M8U-8200-A029 | SNS PPU ION PUMP SUPPORT TOOLING | IPSTSN | 2
104210200-M8U-8200-A044 | THERMAL STATION FINAL ASSY | THSTSN | 14
104210200-M8U-8200-A049 | SNS PPU CRYOMDULE FINAL ASSY SURGE TANK PIPING | CFSPSN | 7
104210800-M8U-8200-A030 | 3/4-10 LOCKDOWN STUD W/ 1/2-13 HOLE | LDS34HSN | 14
104210880-A025 | PRESSURE RELIEF PLATE ASSY | PRPASN | 14
104211000-A003 | ACCESS DOOR SUPPORT |  | 10
104211000-M8U-8200-A001 | OUTER MAGNETIC SHIELD ASSY | OMAGSN | 6
104211000-M8U-8200-A013 | OUTER MAGNETIC SHIELD EXTENSION SUPPLY ASSY | OMAGSESN | 7
104211000-M8U-8200-A022 | OUTER MAGNETIC SHIELD EXTENSION RETURN ASSY | OMAGRESN | 7
104211200-M8U-8200-A001 | INNER MAGNETIC SHIELD ASSY | IMAGSN | 6
104211400-M8U-8200-A001 | SNS TUNER FRAME ASSEMBLY KIT | TUNCSN | 29
104211500-M8U-8200-A017 | SNS-PPU CAVITY STRING HE OUTLET BELLOWS | BLBUSN | 14
104211500-M8U-8200-A021 | BLANK FLANGE ASSY | BLBFASN | 7
104211500-M8U-8200-A023 | TEE ASSY | BLIPTSN | 7
104211500-M8U-8200-A026 | SNS-PPU CAVITY STRING CON BELLOWS 3.50 ID X 7.91 | BLBUSN | 9
104211500-M8U-8200-A027 | CORRUGATED HOSE ASSEMBLY | EQFHSN | 7
104211600-M8U-8200-A051 | SNS PPU FPC BELLOWS ASSY | FPCBASN | 30
104211700-M8U-8200-A020 | HELIUM VESSEL - SHELL WELDMENT | HESSN | 4
104211700-M8U-8200-A023 | FPC END HEAD WELDMENT | HEHDFSN | 4
104211700-M8U-8200-A025 | PROBE END HEAD WELDMENT | HEHDPSN | 4
104211800-M8U-8200-A001 | CAVITY ASSEMBLY | CAVSN | 3
482XX-XE01-AUR1 | ALL METAL GATE VALVE DN SPECIAL | AMGVSN | 15
A3514-1-CF | 06 PIN FEEDTHRU | FT06PSN | 8
A3532-1-CF | 10 PIN FEEDTHRU | FT10PSN | 8
CRM9005020-2026 | BOTTOM COVER PLATE A _ DETAIL |  | 2
CRM9005020-2047 | BOTTOM COVER PLATE B - DETAIL |  | 2
CRM9007010-0002 | HIGH BETA CAVITY TOP ASSY | CAVSN | 3
HDC-014-100-2A SP | HARMONIC DRIVE | HMDRSN | 29
MDC 303006-133 | 6 IN GATE VALVE | GV60SN | 7
Grand Total |  |  | 500

## Current Inventory
PARTNUMBER | PARTNAME | PARTREV | SERIALNUMBER | CPNAME | BUILDINGNAME | LOCATIONNAME | STATUSCODEID | STATUSNAME | INVENTORYQTY | VARTYPE
#10 - 32 HEX NUT SIBR | #10 - 32 HEX NUT SIBR |  |  | SRFR&D | TEST LAB | 2F2 | 2 | NO INSPECTION REQUIRED | 47
#10 - 32 X 1/2 SHCS A286 SS | #10 - 32 X 1/2 SHCS A286 SS |  |  | SRFR&D | TEST LAB | 2F2 | 2 | NO INSPECTION REQUIRED | 3
#10 BELLEVILLE WASHER SS | #10 BELLEVILLE WASHER SS |  |  | SRFR&D | TEST LAB | 2F2 | 2 | NO INSPECTION REQUIRED | 8
#10 WASHER BRONZE | #10 WASHER BRONZE |  |  | SRFR&D | TEST LAB | 2F2 | 2 | NO INSPECTION REQUIRED | 99
#4 - 40 HEX NUT SS300 | #4 - 40 HEX NUT SS300 | ~ |  | SNSPPU | TEST LAB | 2G | 2 | NO INSPECTION REQUIRED | 100
#4 - 40 X .19 PHMS SIBR | #4 - 40 X .19 PHMS SIBR | ~ |  | SNSPPU | TEST LAB | 2G | 2 | NO INSPECTION REQUIRED | 300
#4 - 40 X .25 PHMS SS300 | #4 - 40 X .25 PHMS SS300 | ~ |  | SNSPPU | TEST LAB | 2G | 2 | NO INSPECTION REQUIRED | 100
#4 - 40 X .38 PHMS SIBR | #4 - 40 X .38 PHMS SIBR | ~ |  | SNSPPU | TEST LAB | 2G | 2 | NO INSPECTION REQUIRED | 100
#4 - 40 X .75 STUD SS300 | #4 - 40 X .75 STUD SS300 | ~ |  | SNSPPU | TEST LAB | 2G | 2 | NO INSPECTION REQUIRED | 75
#4 WASHER SS300 | #4 WASHER SS300 | ~ |  | SNSPPU | TEST LAB | 2G | 2 | NO INSPECTION REQUIRED | 400
#6 - 32 X .31 PHMS SS300 | #6 - 32 X .31 PHMS SS300 | ~ |  | SNSPPU | TEST LAB | 2G | 2 | NO INSPECTION REQUIRED | 100
#8 - 32 X 3/8 PHMS BRASS | #8 - 32 X 3/8 PHMS BRASS |  |  | SRFR&D | TEST LAB | 2F2 | 2 | NO INSPECTION REQUIRED | 40
01032-UE44 | MINI UHV GATE VALVE | ~ | 420 | CEBAF | TEST LAB | RM 2131 - FLOOR | 10 | HOLD - INSPECTION PENDING | 1 | MUGVSN
01032-UE44 | MINI UHV GATE VALVE | ~ | 421 | CEBAF | TEST LAB | RM 2131 - FLOOR | 10 | HOLD - INSPECTION PENDING | 1 | MUGVSN
01032-UE44 | MINI UHV GATE VALVE | ~ | 422 | CEBAF | TEST LAB | RM 2131 - FLOOR | 10 | HOLD - INSPECTION PENDING | 1 | MUGVSN
01032-UE44 | MINI UHV GATE VALVE | ~ | 423 | CEBAF | TEST LAB | RM 2131 - FLOOR | 10 | HOLD - INSPECTION PENDING | 1 | MUGVSN
01032-UE44 | MINI UHV GATE VALVE | ~ | 424 | CEBAF | TEST LAB | RM 2131 - FLOOR | 10 | HOLD - INSPECTION PENDING | 1 | MUGVSN
01032-UE44 | MINI UHV GATE VALVE | ~ | 425 | CEBAF | TEST LAB | RM 2131 - FLOOR | 10 | HOLD - INSPECTION PENDING | 1 | MUGVSN
01032-UE44 | MINI UHV GATE VALVE | ~ | 426 | CEBAF | TEST LAB | RM 2131 - FLOOR | 10 | HOLD - INSPECTION PENDING | 1 | MUGVSN
01032-UE44 | MINI UHV GATE VALVE | ~ | 427 | CEBAF | TEST LAB | RM 2131 - FLOOR | 10 | HOLD - INSPECTION PENDING | 1 | MUGVSN
01032-UE44 | MINI UHV GATE VALVE | ~ | 428 | CEBAF | TEST LAB | RM 2131 - FLOOR | 10 | HOLD - INSPECTION PENDING | 1 | MUGVSN
01032-UE44 | MINI UHV GATE VALVE | ~ | 429 | CEBAF | TEST LAB | RM 2131 - FLOOR | 10 | HOLD - INSPECTION PENDING | 1 | MUGVSN
01032-UE44 | MINI UHV GATE VALVE | ~ | 430 | CEBAF | TEST LAB | RM 2131 - FLOOR | 10 | HOLD - INSPECTION PENDING | 1 | MUGVSN
01032-UE44 | MINI UHV GATE VALVE | ~ | 431 | CEBAF | TEST LAB | RM 2131 - FLOOR | 10 | HOLD - INSPECTION PENDING | 1 | MUGVSN
01032-UE44 | MINI UHV GATE VALVE | ~ | 432 | CEBAF | TEST LAB | RM 2131 - FLOOR | 10 | HOLD - INSPECTION PENDING | 1 | MUGVSN
01032-UE44 | MINI UHV GATE VALVE | ~ | 433 | CEBAF | TEST LAB | RM 2131 - FLOOR | 10 | HOLD - INSPECTION PENDING | 1 | MUGVSN
01032-UE44 | MINI UHV GATE VALVE | ~ | 434 | CEBAF | TEST LAB | RM 2131 - FLOOR | 10 | HOLD - INSPECTION PENDING | 1 | MUGVSN
01032-UE44 | MINI UHV GATE VALVE | ~ | 435 | CEBAF | TEST LAB | RM 2131 - FLOOR | 10 | HOLD - INSPECTION PENDING | 1 | MUGVSN
01032-UE44 | MINI UHV GATE VALVE | ~ | 436 | CEBAF | TEST LAB | RM 2131 - FLOOR | 10 | HOLD - INSPECTION PENDING | 1 | MUGVSN
01032-UE44 | MINI UHV GATE VALVE | ~ | 437 | CEBAF | TEST LAB | RM 2131 - FLOOR | 10 | HOLD - INSPECTION PENDING | 1 | MUGVSN
01032-UE44 | MINI UHV GATE VALVE | ~ | 438 | CEBAF | TEST LAB | RM 2131 - FLOOR | 10 | HOLD - INSPECTION PENDING | 1 | MUGVSN
01032-UE44 | MINI UHV GATE VALVE | ~ | 439 | CEBAF | TEST LAB | RM 2131 - FLOOR | 10 | HOLD - INSPECTION PENDING | 1 | MUGVSN
01032-UE44 | MINI UHV GATE VALVE | ~ | 440 | CEBAF | TEST LAB | RM 2131 - FLOOR | 10 | HOLD - INSPECTION PENDING | 1 | MUGVSN
01032-UE44 | MINI UHV GATE VALVE | ~ | 441 | CEBAF | TEST LAB | RM 2131 - FLOOR | 10 | HOLD - INSPECTION PENDING | 1 | MUGVSN
01032-UE44 | MINI UHV GATE VALVE | ~ | 442 | CEBAF | TEST LAB | RM 2131 - FLOOR | 10 | HOLD - INSPECTION PENDING | 1 | MUGVSN
03151-0024 | INNER ADAPTER FINAL ASSEMBLY |  | 001FEL | C100 | TEST LAB | RM 1012 - CMM / RF TUNING | 10 | HOLD - INSPECTION PENDING | 1 | INADSN
03151-0038 | H.O.M. ABSORBER ASSEMBLY |  | HOML233F | C100 | TEST LAB | RM 1012 - CMM / RF TUNING | 10 | HOLD - INSPECTION PENDING | 1 | HOMLSN
03151-0038 | H.O.M. ABSORBER ASSEMBLY |  | HOML234F | C100 | TEST LAB | RM 1012 - CMM / RF TUNING | 10 | HOLD - INSPECTION PENDING | 1 | HOMLSN
1/2 - 20 HEX NUT SB | 1/2 - 20 HEX NUT SILICON BRONZE |  |  | C100 | TEST LAB | 1J2 | 2 | NO INSPECTION REQUIRED | 940
1/4 - 28 HEX NUT SB | 1/4 - 28 HEX NUT SILICON BRONZE |  |  | C100 | TEST LAB | BIN 178 | 2 | NO INSPECTION REQUIRED | 69
1/4 - 28 X 1-1/4 12PT 316SS SP | 1/4 - 28 X 1-1/4 12PT BOLT 316SS |  |  | C100 | TEST LAB | BIN 179 | 2 | NO INSPECTION REQUIRED | 52
1/4 - 28 X 1-1/4 316SS SP | FULL THREADED STUD SILVER PLATED |  |  | C100 | TEST LAB | BIN 179 | 2 | NO INSPECTION REQUIRED | 45
1/4 - 28 X 1-3/4 316SS SP | 1/4 - 28 X 1-3/4 316SS FULL THREADED STUD |  |  | C100 | TEST LAB | BIN 178 | 2 | NO INSPECTION REQUIRED | 1
1/4 - 28 X 2 SHCS 304 SP | 1/4 - 28 X 2 LG SHCS 304 SILVER PLATED |  |  | C100 | TEST LAB | 1J2 | 2 | NO INSPECTION REQUIRED | 27
1/4 X 10D 18.8SS | 1/4 X 10D 18.8SS FENDER WASHER |  |  | C100 | TEST LAB | BIN 179 | 2 | NO INSPECTION REQUIRED | 200
100-132-5051 | JT VALVE OUTER BELLOWS | ~ | 1 | SNSPPU | TEST LAB | 1J | 10 | HOLD - INSPECTION PENDING | 1 | JTVOBSN
100-132-5051 | JT VALVE OUTER BELLOWS | ~ | 2 | SNSPPU | TEST LAB | 1J | 10 | HOLD - INSPECTION PENDING | 1 | JTVOBSN
10019645 | STEPPER MOTOR 200S/R 1.2A M12X1 | ~ | 160419453 | L2PRD | TEST LAB | 7E | 2 | NO INSPECTION REQUIRED | 1 | SMSN
100222 | ELECTRIC VALVE ACTUATOR |  | 148190 | C100 | TEST LAB | CRYO ASSEMBLY | 7 | REJECTED | 1 | EVASN
101-024-4001 | JT VALVE INNER BELLOWS | ~ | 1 | SNSPPU | TEST LAB | 1J | 10 | HOLD - INSPECTION PENDING | 1 | JTVIBSN
101-024-4001 | JT VALVE INNER BELLOWS | ~ | 2 | SNSPPU | TEST LAB | 1J | 10 | HOLD - INSPECTION PENDING | 1 | JTVIBSN
104110000-A262 | SNS PPU CM FPC TOPHATS | ~ | 1 | SNSPPU | TEST LAB | 7G | 10 | HOLD - INSPECTION PENDING | 1 | TPHTSN
104110000-A262 | SNS PPU CM FPC TOPHATS | ~ | 2 | SNSPPU | TEST LAB | 7 | 10 | HOLD - INSPECTION PENDING | 1 | TPHTSN
104110000-A262 | SNS PPU CM FPC TOPHATS | ~ | 3 | SNSPPU | TEST LAB | 7G | 10 | HOLD - INSPECTION PENDING | 1 | TPHTSN
104110000-A262 | SNS PPU CM FPC TOPHATS | ~ | 4 | SNSPPU | TEST LAB | 7 | 10 | HOLD - INSPECTION PENDING | 1 | TPHTSN
104110000-A262 | SNS PPU CM FPC TOPHATS | ~ | 5 | SNSPPU | TEST LAB | 7 | 10 | HOLD - INSPECTION PENDING | 1 | TPHTSN
104110000-A262 | SNS PPU CM FPC TOPHATS | ~ | 6 | SNSPPU | TEST LAB | 7G | 10 | HOLD - INSPECTION PENDING | 1 | TPHTSN
104110000-A262 | SNS PPU CM FPC TOPHATS | ~ | 7 | SNSPPU | TEST LAB | 7 | 10 | HOLD - INSPECTION PENDING | 1 | TPHTSN
104110000-A262 | SNS PPU CM FPC TOPHATS | ~ | 8 | SNSPPU | TEST LAB | 7G | 10 | HOLD - INSPECTION PENDING | 1 | TPHTSN
104110000-A262 | SNS PPU CM FPC TOPHATS | ~ | 9 | SNSPPU | TEST LAB | 7 | 10 | HOLD - INSPECTION PENDING | 1 | TPHTSN
104110000-A262 | SNS PPU CM FPC TOPHATS | ~ | 10 | SNSPPU | TEST LAB | 7 | 10 | HOLD - INSPECTION PENDING | 1 | TPHTSN
104110000-A262 | SNS PPU CM FPC TOPHATS | ~ | 11 | SNSPPU | TEST LAB | 7G | 10 | HOLD - INSPECTION PENDING | 1 | TPHTSN
104110000-A262 | SNS PPU CM FPC TOPHATS | ~ | 12 | SNSPPU | TEST LAB | 7 | 10 | HOLD - INSPECTION PENDING | 1 | TPHTSN
104110000-A262 | SNS PPU CM FPC TOPHATS | ~ | 13 | SNSPPU | TEST LAB | 7G | 10 | HOLD - INSPECTION PENDING | 1 | TPHTSN
104110000-A262 | SNS PPU CM FPC TOPHATS | ~ | 14 | SNSPPU | TEST LAB | 7G | 10 | HOLD - INSPECTION PENDING | 1 | TPHTSN
104110000-A262 | SNS PPU CM FPC TOPHATS | ~ | 15 | SNSPPU | TEST LAB | 7G | 10 | HOLD - INSPECTION PENDING | 1 | TPHTSN
104110000-A262 | SNS PPU CM FPC TOPHATS | ~ | 16 | SNSPPU | TEST LAB | 7 | 10 | HOLD - INSPECTION PENDING | 1 | TPHTSN
104110000-A262 | SNS PPU CM FPC TOPHATS | ~ | 17 | SNSPPU | TEST LAB | 7 | 10 | HOLD - INSPECTION PENDING | 1 | TPHTSN
104110000-A262 | SNS PPU CM FPC TOPHATS | ~ | 18 | SNSPPU | TEST LAB | 7 | 10 | HOLD - INSPECTION PENDING | 1 | TPHTSN
104110000-A262 | SNS PPU CM FPC TOPHATS | ~ | 19 | SNSPPU | TEST LAB | 7 | 10 | HOLD - INSPECTION PENDING | 1 | TPHTSN
104110000-A262 | SNS PPU CM FPC TOPHATS | ~ | 20 | SNSPPU | TEST LAB | 7G | 10 | HOLD - INSPECTION PENDING | 1 | TPHTSN
104110000-A262 | SNS PPU CM FPC TOPHATS | ~ | 21 | SNSPPU | TEST LAB | 7G | 10 | HOLD - INSPECTION PENDING | 1 | TPHTSN
104110000-A262 | SNS PPU CM FPC TOPHATS | ~ | 22 | SNSPPU | TEST LAB | 7G | 10 | HOLD - INSPECTION PENDING | 1 | TPHTSN
104110000-A262 | SNS PPU CM FPC TOPHATS | ~ | 23 | SNSPPU | TEST LAB | 7G | 10 | HOLD - INSPECTION PENDING | 1 | TPHTSN
104110000-A262 | SNS PPU CM FPC TOPHATS | ~ | 24 | SNSPPU | TEST LAB | 7G | 10 | HOLD - INSPECTION PENDING | 1 | TPHTSN
104110000-A262 | SNS PPU CM FPC TOPHATS | ~ | 25 | SNSPPU | TEST LAB | 7G | 10 | HOLD - INSPECTION PENDING | 1 | TPHTSN
104110000-A262 | SNS PPU CM FPC TOPHATS | ~ | 26 | SNSPPU | TEST LAB | 7G | 10 | HOLD - INSPECTION PENDING | 1 | TPHTSN
104110000-A262 | SNS PPU CM FPC TOPHATS | ~ | 27 | SNSPPU | TEST LAB | 7G | 10 | HOLD - INSPECTION PENDING | 1 | TPHTSN
104110000-A262 | SNS PPU CM FPC TOPHATS | ~ | 28 | SNSPPU | TEST LAB | 7 | 10 | HOLD - INSPECTION PENDING | 1 | TPHTSN
104110000-M8U-8200-A251 | 1/2-13 LOCKDOWN STUD | - | 1 | SNSPPU | TEST LAB | 5B | 10 | HOLD - INSPECTION PENDING | 1 | LDS12SN
104110000-M8U-8200-A251 | 1/2-13 LOCKDOWN STUD | - | 2 | SNSPPU | TEST LAB | 5B | 10 | HOLD - INSPECTION PENDING | 1 | LDS12SN
104110000-M8U-8200-A251 | 1/2-13 LOCKDOWN STUD | - | 3 | SNSPPU | TEST LAB | 5B | 10 | HOLD - INSPECTION PENDING | 1 | LDS12SN
104110000-M8U-8200-A251 | 1/2-13 LOCKDOWN STUD | - | 4 | SNSPPU | TEST LAB | 5B | 10 | HOLD - INSPECTION PENDING | 1 | LDS12SN
104110000-M8U-8200-A251 | 1/2-13 LOCKDOWN STUD | - | 5 | SNSPPU | TEST LAB | 5B | 10 | HOLD - INSPECTION PENDING | 1 | LDS12SN
104110000-M8U-8200-A251 | 1/2-13 LOCKDOWN STUD | - | 6 | SNSPPU | TEST LAB | 5B | 10 | HOLD - INSPECTION PENDING | 1 | LDS12SN
104110000-M8U-8200-A251 | 1/2-13 LOCKDOWN STUD | - | 7 | SNSPPU | TEST LAB | 5B | 10 | HOLD - INSPECTION PENDING | 1 | LDS12SN
104110000-M8U-8200-A251 | 1/2-13 LOCKDOWN STUD | - | 8 | SNSPPU | TEST LAB | 5B | 10 | HOLD - INSPECTION PENDING | 1 | LDS12SN
104110000-M8U-8200-A251 | 1/2-13 LOCKDOWN STUD | - | 9 | SNSPPU | TEST LAB | 5B | 10 | HOLD - INSPECTION PENDING | 1 | LDS12SN
104110000-M8U-8200-A251 | 1/2-13 LOCKDOWN STUD | - | 10 | SNSPPU | TEST LAB | 5B | 10 | HOLD - INSPECTION PENDING | 1 | LDS12SN
104110000-M8U-8200-A251 | 1/2-13 LOCKDOWN STUD | - | 11 | SNSPPU | TEST LAB | 5B | 10 | HOLD - INSPECTION PENDING | 1 | LDS12SN
104110000-M8U-8200-A251 | 1/2-13 LOCKDOWN STUD | - | 12 | SNSPPU | TEST LAB | 5B | 10 | HOLD - INSPECTION PENDING | 1 | LDS12SN
104110000-M8U-8200-A251 | 1/2-13 LOCKDOWN STUD | - | 13 | SNSPPU | TEST LAB | 5B | 10 | HOLD - INSPECTION PENDING | 1 | LDS12SN
104110000-M8U-8200-A251 | 1/2-13 LOCKDOWN STUD | - | 14 | SNSPPU | TEST LAB | 5B | 10 | HOLD - INSPECTION PENDING | 1 | LDS12SN
104110000-M8U-8200-A251 | 1/2-13 LOCKDOWN STUD | - | 15 | SNSPPU | TEST LAB | 5B | 10 | HOLD - INSPECTION PENDING | 1 | LDS12SN
104110000-M8U-8200-A251 | 1/2-13 LOCKDOWN STUD | - | 16 | SNSPPU | TEST LAB | 5B | 10 | HOLD - INSPECTION PENDING | 1 | LDS12SN
104110000-M8U-8200-A251 | 1/2-13 LOCKDOWN STUD | - | 17 | SNSPPU | TEST LAB | 5B | 10 | HOLD - INSPECTION PENDING | 1 | LDS12SN
104110000-M8U-8200-A251 | 1/2-13 LOCKDOWN STUD | - | 18 | SNSPPU | TEST LAB | 5B | 10 | HOLD - INSPECTION PENDING | 1 | LDS12SN
104110000-M8U-8200-A251 | 1/2-13 LOCKDOWN STUD | - | 19 | SNSPPU | TEST LAB | 5B | 10 | HOLD - INSPECTION PENDING | 1 | LDS12SN
104110000-M8U-8200-A251 | 1/2-13 LOCKDOWN STUD | - | 20 | SNSPPU | TEST LAB | 5B | 10 | HOLD - INSPECTION PENDING | 1 | LDS12SN
104110000-M8U-8200-A251 | 1/2-13 LOCKDOWN STUD | - | 21 | SNSPPU | TEST LAB | 5B | 10 | HOLD - INSPECTION PENDING | 1 | LDS12SN
104110000-M8U-8200-A251 | 1/2-13 LOCKDOWN STUD | - | 22 | SNSPPU | TEST LAB | 5B | 10 | HOLD - INSPECTION PENDING | 1 | LDS12SN
104110000-M8U-8200-A251 | 1/2-13 LOCKDOWN STUD | - | 23 | SNSPPU | TEST LAB | 5B | 10 | HOLD - INSPECTION PENDING | 1 | LDS12SN
104110000-M8U-8200-A251 | 1/2-13 LOCKDOWN STUD | - | 24 | SNSPPU | TEST LAB | 5B | 10 | HOLD - INSPECTION PENDING | 1 | LDS12SN
104110000-M8U-8200-A251 | 1/2-13 LOCKDOWN STUD | - | 25 | SNSPPU | TEST LAB | 5B | 10 | HOLD - INSPECTION PENDING | 1 | LDS12SN
104110000-M8U-8200-A251 | 1/2-13 LOCKDOWN STUD | - | 26 | SNSPPU | TEST LAB | 5B | 10 | HOLD - INSPECTION PENDING | 1 | LDS12SN
104110000-M8U-8200-A251 | 1/2-13 LOCKDOWN STUD | - | 27 | SNSPPU | TEST LAB | 5B | 10 | HOLD - INSPECTION PENDING | 1 | LDS12SN
104110000-M8U-8200-A251 | 1/2-13 LOCKDOWN STUD | - | 28 | SNSPPU | TEST LAB | 5B | 10 | HOLD - INSPECTION PENDING | 1 | LDS12SN
104110000-M8U-8200-A251 | 1/2-13 LOCKDOWN STUD | - | 29 | SNSPPU | TEST LAB | 5B | 10 | HOLD - INSPECTION PENDING | 1 | LDS12SN
104110000-M8U-8200-A251 | 1/2-13 LOCKDOWN STUD | - | 30 | SNSPPU | TEST LAB | 5B | 10 | HOLD - INSPECTION PENDING | 1 | LDS12SN
104110000-M8U-8200-A251 | 1/2-13 LOCKDOWN STUD | - | 31 | SNSPPU | TEST LAB | 5B | 10 | HOLD - INSPECTION PENDING | 1 | LDS12SN
104110000-M8U-8200-A251 | 1/2-13 LOCKDOWN STUD | - | 32 | SNSPPU | TEST LAB | 5B | 10 | HOLD - INSPECTION PENDING | 1 | LDS12SN
104110000-M8U-8200-A251 | 1/2-13 LOCKDOWN STUD | - | 33 | SNSPPU | TEST LAB | 5B | 10 | HOLD - INSPECTION PENDING | 1 | LDS12SN
104110000-M8U-8200-A251 | 1/2-13 LOCKDOWN STUD | - | 34 | SNSPPU | TEST LAB | 5B | 10 | HOLD - INSPECTION PENDING | 1 | LDS12SN
104110000-M8U-8200-A251 | 1/2-13 LOCKDOWN STUD | - | 35 | SNSPPU | TEST LAB | 5B | 10 | HOLD - INSPECTION PENDING | 1 | LDS12SN
104110000-M8U-8200-A251 | 1/2-13 LOCKDOWN STUD | - | 36 | SNSPPU | TEST LAB | 5B | 10 | HOLD - INSPECTION PENDING | 1 | LDS12SN
104110000-M8U-8200-A251 | 1/2-13 LOCKDOWN STUD | - | 37 | SNSPPU | TEST LAB | 5B | 10 | HOLD - INSPECTION PENDING | 1 | LDS12SN
104110000-M8U-8200-A251 | 1/2-13 LOCKDOWN STUD | - | 38 | SNSPPU | TEST LAB | 5B | 10 | HOLD - INSPECTION PENDING | 1 | LDS12SN
104110000-M8U-8200-A251 | 1/2-13 LOCKDOWN STUD | - | 39 | SNSPPU | TEST LAB | 5B | 10 | HOLD - INSPECTION PENDING | 1 | LDS12SN
104110000-M8U-8200-A251 | 1/2-13 LOCKDOWN STUD | - | 40 | SNSPPU | TEST LAB | 5B | 10 | HOLD - INSPECTION PENDING | 1 | LDS12SN
104110000-M8U-8200-A251 | 1/2-13 LOCKDOWN STUD | - | 41 | SNSPPU | TEST LAB | 5B | 10 | HOLD - INSPECTION PENDING | 1 | LDS12SN
104110000-M8U-8200-A251 | 1/2-13 LOCKDOWN STUD | - | 42 | SNSPPU | TEST LAB | 5B | 10 | HOLD - INSPECTION PENDING | 1 | LDS12SN
104110000-M8U-8200-A251 | 1/2-13 LOCKDOWN STUD | - | 43 | SNSPPU | TEST LAB | 5B | 10 | HOLD - INSPECTION PENDING | 1 | LDS12SN
104110000-M8U-8200-A251 | 1/2-13 LOCKDOWN STUD | - | 44 | SNSPPU | TEST LAB | 5B | 10 | HOLD - INSPECTION PENDING | 1 | LDS12SN
104110000-M8U-8200-A251 | 1/2-13 LOCKDOWN STUD | - | 45 | SNSPPU | TEST LAB | 5B | 10 | HOLD - INSPECTION PENDING | 1 | LDS12SN
104110000-M8U-8200-A251 | 1/2-13 LOCKDOWN STUD | - | 46 | SNSPPU | TEST LAB | 5B | 10 | HOLD - INSPECTION PENDING | 1 | LDS12SN
104110000-M8U-8200-A251 | 1/2-13 LOCKDOWN STUD | - | 47 | SNSPPU | TEST LAB | 5B | 10 | HOLD - INSPECTION PENDING | 1 | LDS12SN
104110000-M8U-8200-A251 | 1/2-13 LOCKDOWN STUD | - | 48 | SNSPPU | TEST LAB | 5B | 10 | HOLD - INSPECTION PENDING | 1 | LDS12SN
104110000-M8U-8200-A251 | 1/2-13 LOCKDOWN STUD | - | 49 | SNSPPU | TEST LAB | 5B | 10 | HOLD - INSPECTION PENDING | 1 | LDS12SN
104110000-M8U-8200-A251 | 1/2-13 LOCKDOWN STUD | - | 50 | SNSPPU | TEST LAB | 5B | 10 | HOLD - INSPECTION PENDING | 1 | LDS12SN
104110000-M8U-8200-A251 | 1/2-13 LOCKDOWN STUD | - | 51 | SNSPPU | TEST LAB | 5B | 10 | HOLD - INSPECTION PENDING | 1 | LDS12SN
104110000-M8U-8200-A251 | 1/2-13 LOCKDOWN STUD | - | 52 | SNSPPU | TEST LAB | 5B | 10 | HOLD - INSPECTION PENDING | 1 | LDS12SN
104110000-M8U-8200-A251 | 1/2-13 LOCKDOWN STUD | - | 53 | SNSPPU | TEST LAB | 5B | 10 | HOLD - INSPECTION PENDING | 1 | LDS12SN
104110000-M8U-8200-A251 | 1/2-13 LOCKDOWN STUD | - | 54 | SNSPPU | TEST LAB | 5B | 10 | HOLD - INSPECTION PENDING | 1 | LDS12SN
104110000-M8U-8200-A251 | 1/2-13 LOCKDOWN STUD | - | 55 | SNSPPU | TEST LAB | 5B | 10 | HOLD - INSPECTION PENDING | 1 | LDS12SN
104110000-M8U-8200-A251 | 1/2-13 LOCKDOWN STUD | - | 56 | SNSPPU | TEST LAB | 5B | 10 | HOLD - INSPECTION PENDING | 1 | LDS12SN
104110000-M8U-8200-A251 | 1/2-13 LOCKDOWN STUD | - | 57 | SNSPPU | TEST LAB | 5B | 10 | HOLD - INSPECTION PENDING | 1 | LDS12SN
104110000-M8U-8200-A251 | 1/2-13 LOCKDOWN STUD | - | 58 | SNSPPU | TEST LAB | 5B | 10 | HOLD - INSPECTION PENDING | 1 | LDS12SN
104110000-M8U-8200-A251 | 1/2-13 LOCKDOWN STUD | - | 59 | SNSPPU | TEST LAB | 5B | 10 | HOLD - INSPECTION PENDING | 1 | LDS12SN
104110000-M8U-8200-A251 | 1/2-13 LOCKDOWN STUD | - | 60 | SNSPPU | TEST LAB | 5B | 10 | HOLD - INSPECTION PENDING | 1 | LDS12SN
104110000-M8U-8200-A251 | 1/2-13 LOCKDOWN STUD | - | 61 | SNSPPU | TEST LAB | 5B | 10 | HOLD - INSPECTION PENDING | 1 | LDS12SN
104110000-M8U-8200-A251 | 1/2-13 LOCKDOWN STUD | - | 62 | SNSPPU | TEST LAB | 5B | 10 | HOLD - INSPECTION PENDING | 1 | LDS12SN
104110000-M8U-8200-A251 | 1/2-13 LOCKDOWN STUD | - | 63 | SNSPPU | TEST LAB | 5B | 10 | HOLD - INSPECTION PENDING | 1 | LDS12SN
104110000-M8U-8200-A251 | 1/2-13 LOCKDOWN STUD | - | 64 | SNSPPU | TEST LAB | 5B | 10 | HOLD - INSPECTION PENDING | 1 | LDS12SN
104110000-M8U-8200-A251 | 1/2-13 LOCKDOWN STUD | - | 65 | SNSPPU | TEST LAB | 5B | 10 | HOLD - INSPECTION PENDING | 1 | LDS12SN
104110000-M8U-8200-A251 | 1/2-13 LOCKDOWN STUD | - | 66 | SNSPPU | TEST LAB | 5B | 10 | HOLD - INSPECTION PENDING | 1 | LDS12SN
104110000-M8U-8200-A251 | 1/2-13 LOCKDOWN STUD | - | 67 | SNSPPU | TEST LAB | 5B | 10 | HOLD - INSPECTION PENDING | 1 | LDS12SN
104110000-M8U-8200-A251 | 1/2-13 LOCKDOWN STUD | - | 68 | SNSPPU | TEST LAB | 5B | 10 | HOLD - INSPECTION PENDING | 1 | LDS12SN
104110000-M8U-8200-A251 | 1/2-13 LOCKDOWN STUD | - | 69 | SNSPPU | TEST LAB | 5B | 10 | HOLD - INSPECTION PENDING | 1 | LDS12SN
104110000-M8U-8200-A251 | 1/2-13 LOCKDOWN STUD | - | 70 | SNSPPU | TEST LAB | 5B | 10 | HOLD - INSPECTION PENDING | 1 | LDS12SN
104110000-M8U-8200-A251 | 1/2-13 LOCKDOWN STUD | - | 71 | SNSPPU | TEST LAB | 5B | 10 | HOLD - INSPECTION PENDING | 1 | LDS12SN
104110000-M8U-8200-A251 | 1/2-13 LOCKDOWN STUD | - | 72 | SNSPPU | TEST LAB | 5B | 10 | HOLD - INSPECTION PENDING | 1 | LDS12SN
104110000-M8U-8200-A251 | 1/2-13 LOCKDOWN STUD | - | 73 | SNSPPU | TEST LAB | 5B | 10 | HOLD - INSPECTION PENDING | 1 | LDS12SN
104110000-M8U-8200-A251 | 1/2-13 LOCKDOWN STUD | - | 74 | SNSPPU | TEST LAB | 5B | 10 | HOLD - INSPECTION PENDING | 1 | LDS12SN
104110000-M8U-8200-A251 | 1/2-13 LOCKDOWN STUD | - | 75 | SNSPPU | TEST LAB | 5B | 10 | HOLD - INSPECTION PENDING | 1 | LDS12SN
104110000-M8U-8200-A251 | 1/2-13 LOCKDOWN STUD | - | 76 | SNSPPU | TEST LAB | 5B | 10 | HOLD - INSPECTION PENDING | 1 | LDS12SN
104110000-M8U-8200-A251 | 1/2-13 LOCKDOWN STUD | - | 77 | SNSPPU | TEST LAB | 5B | 10 | HOLD - INSPECTION PENDING | 1 | LDS12SN
104110000-M8U-8200-A251 | 1/2-13 LOCKDOWN STUD | - | 78 | SNSPPU | TEST LAB | 5B | 10 | HOLD - INSPECTION PENDING | 1 | LDS12SN
104110000-M8U-8200-A251 | 1/2-13 LOCKDOWN STUD | - | 79 | SNSPPU | TEST LAB | 5B | 10 | HOLD - INSPECTION PENDING | 1 | LDS12SN
104110000-M8U-8200-A251 | 1/2-13 LOCKDOWN STUD | - | 80 | SNSPPU | TEST LAB | 5B | 10 | HOLD - INSPECTION PENDING | 1 | LDS12SN
104110000-M8U-8200-A251 | 1/2-13 LOCKDOWN STUD | - | 81 | SNSPPU | TEST LAB | 5B | 10 | HOLD - INSPECTION PENDING | 1 | LDS12SN
104110000-M8U-8200-A251 | 1/2-13 LOCKDOWN STUD | - | 82 | SNSPPU | TEST LAB | 5B | 10 | HOLD - INSPECTION PENDING | 1 | LDS12SN
104110000-M8U-8200-A251 | 1/2-13 LOCKDOWN STUD | - | 83 | SNSPPU | TEST LAB | 5B | 10 | HOLD - INSPECTION PENDING | 1 | LDS12SN
104110000-M8U-8200-A251 | 1/2-13 LOCKDOWN STUD | - | 84 | SNSPPU | TEST LAB | 5B | 10 | HOLD - INSPECTION PENDING | 1 | LDS12SN
104110000-M8U-8200-A251 | 1/2-13 LOCKDOWN STUD | - | 85 | SNSPPU | TEST LAB | 5B | 10 | HOLD - INSPECTION PENDING | 1 | LDS12SN
104110000-M8U-8200-A251 | 1/2-13 LOCKDOWN STUD | - | 86 | SNSPPU | TEST LAB | 5B | 10 | HOLD - INSPECTION PENDING | 1 | LDS12SN
104110000-M8U-8200-A251 | 1/2-13 LOCKDOWN STUD | - | 87 | SNSPPU | TEST LAB | 5B | 10 | HOLD - INSPECTION PENDING | 1 | LDS12SN
104110000-M8U-8200-A251 | 1/2-13 LOCKDOWN STUD | - | 88 | SNSPPU | TEST LAB | 5B | 10 | HOLD - INSPECTION PENDING | 1 | LDS12SN
104110000-M8U-8200-A251 | 1/2-13 LOCKDOWN STUD | - | 89 | SNSPPU | TEST LAB | 5B | 10 | HOLD - INSPECTION PENDING | 1 | LDS12SN
104110000-M8U-8200-A251 | 1/2-13 LOCKDOWN STUD | - | 90 | SNSPPU | TEST LAB | 5B | 10 | HOLD - INSPECTION PENDING | 1 | LDS12SN
104110000-M8U-8200-A251 | 1/2-13 LOCKDOWN STUD | - | 91 | SNSPPU | TEST LAB | 5B | 10 | HOLD - INSPECTION PENDING | 1 | LDS12SN
104110000-M8U-8200-A251 | 1/2-13 LOCKDOWN STUD | - | 92 | SNSPPU | TEST LAB | 5B | 10 | HOLD - INSPECTION PENDING | 1 | LDS12SN
104110000-M8U-8200-A251 | 1/2-13 LOCKDOWN STUD | - | 93 | SNSPPU | TEST LAB | 5B | 10 | HOLD - INSPECTION PENDING | 1 | LDS12SN
104110000-M8U-8200-A251 | 1/2-13 LOCKDOWN STUD | - | 94 | SNSPPU | TEST LAB | 5B | 10 | HOLD - INSPECTION PENDING | 1 | LDS12SN
104110000-M8U-8200-A251 | 1/2-13 LOCKDOWN STUD | - | 95 | SNSPPU | TEST LAB | 5B | 10 | HOLD - INSPECTION PENDING | 1 | LDS12SN
104110000-M8U-8200-A251 | 1/2-13 LOCKDOWN STUD | - | 96 | SNSPPU | TEST LAB | 5B | 10 | HOLD - INSPECTION PENDING | 1 | LDS12SN
104110000-M8U-8200-A251 | 1/2-13 LOCKDOWN STUD | - | 97 | SNSPPU | TEST LAB | 5B | 10 | HOLD - INSPECTION PENDING | 1 | LDS12SN
104110000-M8U-8200-A251 | 1/2-13 LOCKDOWN STUD | - | 98 | SNSPPU | TEST LAB | 5B | 10 | HOLD - INSPECTION PENDING | 1 | LDS12SN
104110000-M8U-8200-A251 | 1/2-13 LOCKDOWN STUD | - | 99 | SNSPPU | TEST LAB | 5B | 10 | HOLD - INSPECTION PENDING | 1 | LDS12SN
104110000-M8U-8200-A251 | 1/2-13 LOCKDOWN STUD | - | 100 | SNSPPU | TEST LAB | 5B | 10 | HOLD - INSPECTION PENDING | 1 | LDS12SN
104110000-M8U-8200-A251 | 1/2-13 LOCKDOWN STUD | - | 101 | SNSPPU | TEST LAB | 5B | 10 | HOLD - INSPECTION PENDING | 1 | LDS12SN
104110000-M8U-8200-A251 | 1/2-13 LOCKDOWN STUD | - | 102 | SNSPPU | TEST LAB | 5B | 10 | HOLD - INSPECTION PENDING | 1 | LDS12SN
104110000-M8U-8200-A251 | 1/2-13 LOCKDOWN STUD | - | 103 | SNSPPU | TEST LAB | 5B | 10 | HOLD - INSPECTION PENDING | 1 | LDS12SN
104110000-M8U-8200-A251 | 1/2-13 LOCKDOWN STUD | - | 104 | SNSPPU | TEST LAB | 5B | 10 | HOLD - INSPECTION PENDING | 1 | LDS12SN
104110000-M8U-8200-A251 | 1/2-13 LOCKDOWN STUD | - | 105 | SNSPPU | TEST LAB | 5B | 10 | HOLD - INSPECTION PENDING | 1 | LDS12SN
104110000-M8U-8200-A251 | 1/2-13 LOCKDOWN STUD | - | 106 | SNSPPU | TEST LAB | 5B | 10 | HOLD - INSPECTION PENDING | 1 | LDS12SN
104110000-M8U-8200-A251 | 1/2-13 LOCKDOWN STUD | - | 107 | SNSPPU | TEST LAB | 5B | 10 | HOLD - INSPECTION PENDING | 1 | LDS12SN
104110000-M8U-8200-A251 | 1/2-13 LOCKDOWN STUD | - | 108 | SNSPPU | TEST LAB | 5B | 10 | HOLD - INSPECTION PENDING | 1 | LDS12SN
104110000-M8U-8200-A251 | 1/2-13 LOCKDOWN STUD | - | 109 | SNSPPU | TEST LAB | 5B | 10 | HOLD - INSPECTION PENDING | 1 | LDS12SN
104110000-M8U-8200-A251 | 1/2-13 LOCKDOWN STUD | - | 110 | SNSPPU | TEST LAB | 5B | 10 | HOLD - INSPECTION PENDING | 1 | LDS12SN
104110000-M8U-8200-A251 | 1/2-13 LOCKDOWN STUD | - | 111 | SNSPPU | TEST LAB | 5B | 10 | HOLD - INSPECTION PENDING | 1 | LDS12SN
104110000-M8U-8200-A251 | 1/2-13 LOCKDOWN STUD | - | 112 | SNSPPU | TEST LAB | 5B | 10 | HOLD - INSPECTION PENDING | 1 | LDS12SN
104110000-M8U-8200-A251 | 1/2-13 LOCKDOWN STUD | - | 113 | SNSPPU | TEST LAB | 5B | 10 | HOLD - INSPECTION PENDING | 1 | LDS12SN
104110000-M8U-8200-A251 | 1/2-13 LOCKDOWN STUD | - | 114 | SNSPPU | TEST LAB | 5B | 10 | HOLD - INSPECTION PENDING | 1 | LDS12SN
104110000-M8U-8200-A251 | 1/2-13 LOCKDOWN STUD | - | 115 | SNSPPU | TEST LAB | 5B | 10 | HOLD - INSPECTION PENDING | 1 | LDS12SN
104110000-M8U-8200-A251 | 1/2-13 LOCKDOWN STUD | - | 116 | SNSPPU | TEST LAB | 5B | 10 | HOLD - INSPECTION PENDING | 1 | LDS12SN
104110000-M8U-8200-A251 | 1/2-13 LOCKDOWN STUD | - | 117 | SNSPPU | TEST LAB | 5B | 10 | HOLD - INSPECTION PENDING | 1 | LDS12SN
104110000-M8U-8200-A251 | 1/2-13 LOCKDOWN STUD | - | 118 | SNSPPU | TEST LAB | 5B | 10 | HOLD - INSPECTION PENDING | 1 | LDS12SN
104110000-M8U-8200-A251 | 1/2-13 LOCKDOWN STUD | - | 119 | SNSPPU | TEST LAB | 5B | 10 | HOLD - INSPECTION PENDING | 1 | LDS12SN
104110000-M8U-8200-A251 | 1/2-13 LOCKDOWN STUD | - | 120 | SNSPPU | TEST LAB | 5B | 10 | HOLD - INSPECTION PENDING | 1 | LDS12SN
104110000-M8U-8200-A251 | 1/2-13 LOCKDOWN STUD | - | 121 | SNSPPU | TEST LAB | 5B | 10 | HOLD - INSPECTION PENDING | 1 | LDS12SN
104110000-M8U-8200-A251 | 1/2-13 LOCKDOWN STUD | - | 122 | SNSPPU | TEST LAB | 5B | 10 | HOLD - INSPECTION PENDING | 1 | LDS12SN
104110000-M8U-8200-A251 | 1/2-13 LOCKDOWN STUD | - | 123 | SNSPPU | TEST LAB | 5B | 10 | HOLD - INSPECTION PENDING | 1 | LDS12SN
104110000-M8U-8200-A251 | 1/2-13 LOCKDOWN STUD | - | 124 | SNSPPU | TEST LAB | 5B | 10 | HOLD - INSPECTION PENDING | 1 | LDS12SN
104110000-M8U-8200-A251 | 1/2-13 LOCKDOWN STUD | - | 125 | SNSPPU | TEST LAB | 5B | 10 | HOLD - INSPECTION PENDING | 1 | LDS12SN
104110000-M8U-8200-A251 | 1/2-13 LOCKDOWN STUD | - | 126 | SNSPPU | TEST LAB | 5B | 10 | HOLD - INSPECTION PENDING | 1 | LDS12SN
104110000-M8U-8200-A252 | 3/4-10 LOCKDOWN STUD | - | 1 | SNSPPU | TEST LAB | 5G | 10 | HOLD - INSPECTION PENDING | 1 | LDS34SN
104110000-M8U-8200-A252 | 3/4-10 LOCKDOWN STUD | - | 2 | SNSPPU | TEST LAB | 5G | 10 | HOLD - INSPECTION PENDING | 1 | LDS34SN
104110000-M8U-8200-A252 | 3/4-10 LOCKDOWN STUD | - | 3 | SNSPPU | TEST LAB | 5G | 10 | HOLD - INSPECTION PENDING | 1 | LDS34SN
104110000-M8U-8200-A252 | 3/4-10 LOCKDOWN STUD | - | 4 | SNSPPU | TEST LAB | 5G | 10 | HOLD - INSPECTION PENDING | 1 | LDS34SN
104110000-M8U-8200-A252 | 3/4-10 LOCKDOWN STUD | - | 5 | SNSPPU | TEST LAB | 5G | 10 | HOLD - INSPECTION PENDING | 1 | LDS34SN
104110000-M8U-8200-A252 | 3/4-10 LOCKDOWN STUD | - | 6 | SNSPPU | TEST LAB | 5G | 10 | HOLD - INSPECTION PENDING | 1 | LDS34SN
104110000-M8U-8200-A252 | 3/4-10 LOCKDOWN STUD | - | 7 | SNSPPU | TEST LAB | 5G | 10 | HOLD - INSPECTION PENDING | 1 | LDS34SN
104110000-M8U-8200-A252 | 3/4-10 LOCKDOWN STUD | - | 8 | SNSPPU | TEST LAB | 5G | 10 | HOLD - INSPECTION PENDING | 1 | LDS34SN
104110000-M8U-8200-A252 | 3/4-10 LOCKDOWN STUD | - | 9 | SNSPPU | TEST LAB | 5G | 10 | HOLD - INSPECTION PENDING | 1 | LDS34SN
104110000-M8U-8200-A252 | 3/4-10 LOCKDOWN STUD | - | 10 | SNSPPU | TEST LAB | 5G | 10 | HOLD - INSPECTION PENDING | 1 | LDS34SN
104110000-M8U-8200-A252 | 3/4-10 LOCKDOWN STUD | - | 11 | SNSPPU | TEST LAB | 5G | 10 | HOLD - INSPECTION PENDING | 1 | LDS34SN
104110000-M8U-8200-A252 | 3/4-10 LOCKDOWN STUD | - | 12 | SNSPPU | TEST LAB | 5G | 10 | HOLD - INSPECTION PENDING | 1 | LDS34SN
104110000-M8U-8200-A252 | 3/4-10 LOCKDOWN STUD | - | 13 | SNSPPU | TEST LAB | 5G | 10 | HOLD - INSPECTION PENDING | 1 | LDS34SN
104110000-M8U-8200-A252 | 3/4-10 LOCKDOWN STUD | - | 14 | SNSPPU | TEST LAB | 5G | 10 | HOLD - INSPECTION PENDING | 1 | LDS34SN
104110000-M8U-8200-A252 | 3/4-10 LOCKDOWN STUD | - | 15 | SNSPPU | TEST LAB | 5G | 10 | HOLD - INSPECTION PENDING | 1 | LDS34SN
104110000-M8U-8200-A252 | 3/4-10 LOCKDOWN STUD | - | 16 | SNSPPU | TEST LAB | 5G | 10 | HOLD - INSPECTION PENDING | 1 | LDS34SN
104110000-M8U-8200-A252 | 3/4-10 LOCKDOWN STUD | - | 17 | SNSPPU | TEST LAB | 5G | 10 | HOLD - INSPECTION PENDING | 1 | LDS34SN
104110000-M8U-8200-A252 | 3/4-10 LOCKDOWN STUD | - | 18 | SNSPPU | TEST LAB | 5G | 10 | HOLD - INSPECTION PENDING | 1 | LDS34SN
104110000-M8U-8200-A252 | 3/4-10 LOCKDOWN STUD | - | 19 | SNSPPU | TEST LAB | 5G | 10 | HOLD - INSPECTION PENDING | 1 | LDS34SN
104110000-M8U-8200-A252 | 3/4-10 LOCKDOWN STUD | - | 20 | SNSPPU | TEST LAB | 5G | 10 | HOLD - INSPECTION PENDING | 1 | LDS34SN
104110000-M8U-8200-A252 | 3/4-10 LOCKDOWN STUD | - | 21 | SNSPPU | TEST LAB | 5G | 10 | HOLD - INSPECTION PENDING | 1 | LDS34SN
104110000-M8U-8200-A252 | 3/4-10 LOCKDOWN STUD | - | 22 | SNSPPU | TEST LAB | 5G | 10 | HOLD - INSPECTION PENDING | 1 | LDS34SN
104110000-M8U-8200-A252 | 3/4-10 LOCKDOWN STUD | - | 23 | SNSPPU | TEST LAB | 5G | 10 | HOLD - INSPECTION PENDING | 1 | LDS34SN
104110000-M8U-8200-A252 | 3/4-10 LOCKDOWN STUD | - | 24 | SNSPPU | TEST LAB | 5G | 10 | HOLD - INSPECTION PENDING | 1 | LDS34SN
104110000-M8U-8200-A252 | 3/4-10 LOCKDOWN STUD | - | 25 | SNSPPU | TEST LAB | 5G | 10 | HOLD - INSPECTION PENDING | 1 | LDS34SN
104110000-M8U-8200-A252 | 3/4-10 LOCKDOWN STUD | - | 26 | SNSPPU | TEST LAB | 5G | 10 | HOLD - INSPECTION PENDING | 1 | LDS34SN
104110000-M8U-8200-A252 | 3/4-10 LOCKDOWN STUD | - | 27 | SNSPPU | TEST LAB | 5G | 10 | HOLD - INSPECTION PENDING | 1 | LDS34SN
104110000-M8U-8200-A252 | 3/4-10 LOCKDOWN STUD | - | 28 | SNSPPU | TEST LAB | 5G | 10 | HOLD - INSPECTION PENDING | 1 | LDS34SN
104210100-M8U-8200-A002 | INSTRUMENTATION FEED-THRU FLANGE WELDMENT | ~ | 1 | SNSPPU | TEST LAB | 1B | 10 | HOLD - INSPECTION PENDING | 1 | INFFSN
104210100-M8U-8200-A002 | INSTRUMENTATION FEED-THRU FLANGE WELDMENT | ~ | 2 | SNSPPU | TEST LAB | 1B | 10 | HOLD - INSPECTION PENDING | 1 | INFFSN
104210100-M8U-8200-A002 | INSTRUMENTATION FEED-THRU FLANGE WELDMENT | ~ | 3 | SNSPPU | TEST LAB | 1B | 10 | HOLD - INSPECTION PENDING | 1 | INFFSN
104210100-M8U-8200-A002 | INSTRUMENTATION FEED-THRU FLANGE WELDMENT | ~ | 4 | SNSPPU | TEST LAB | 1B | 10 | HOLD - INSPECTION PENDING | 1 | INFFSN
104210100-M8U-8200-A002 | INSTRUMENTATION FEED-THRU FLANGE WELDMENT | ~ | 5 | SNSPPU | TEST LAB | 1B | 10 | HOLD - INSPECTION PENDING | 1 | INFFSN
104210100-M8U-8200-A002 | INSTRUMENTATION FEED-THRU FLANGE WELDMENT | ~ | 6 | SNSPPU | TEST LAB | 1B | 10 | HOLD - INSPECTION PENDING | 1 | INFFSN
104210100-M8U-8200-A002 | INSTRUMENTATION FEED-THRU FLANGE WELDMENT | ~ | 7 | SNSPPU | TEST LAB | 1B | 10 | HOLD - INSPECTION PENDING | 1 | INFFSN
104210100-M8U-8200-A002 | INSTRUMENTATION FEED-THRU FLANGE WELDMENT | ~ | 8 | SNSPPU | TEST LAB | 1B | 10 | HOLD - INSPECTION PENDING | 1 | INFFSN
104210100-M8U-8200-A002 | INSTRUMENTATION FEED-THRU FLANGE WELDMENT | ~ | 9 | SNSPPU | TEST LAB | 1B | 10 | HOLD - INSPECTION PENDING | 1 | INFFSN
104210100-M8U-8200-A002 | INSTRUMENTATION FEED-THRU FLANGE WELDMENT | ~ | 10 | SNSPPU | TEST LAB | 1B | 10 | HOLD - INSPECTION PENDING | 1 | INFFSN
104210100-M8U-8200-A002 | INSTRUMENTATION FEED-THRU FLANGE WELDMENT | ~ | 11 | SNSPPU | TEST LAB | 1B | 10 | HOLD - INSPECTION PENDING | 1 | INFFSN
104210100-M8U-8200-A002 | INSTRUMENTATION FEED-THRU FLANGE WELDMENT | ~ | 12 | SNSPPU | TEST LAB | 1B | 10 | HOLD - INSPECTION PENDING | 1 | INFFSN
104210100-M8U-8200-A002 | INSTRUMENTATION FEED-THRU FLANGE WELDMENT | ~ | 13 | SNSPPU | TEST LAB | 1B | 10 | HOLD - INSPECTION PENDING | 1 | INFFSN
104210100-M8U-8200-A002 | INSTRUMENTATION FEED-THRU FLANGE WELDMENT | ~ | 14 | SNSPPU | TEST LAB | 1B | 10 | HOLD - INSPECTION PENDING | 1 | INFFSN
104210100-M8U-8200-A002 | INSTRUMENTATION FEED-THRU FLANGE WELDMENT | ~ | 15 | SNSPPU | TEST LAB | 1B | 10 | HOLD - INSPECTION PENDING | 1 | INFFSN
104210100-M8U-8200-A002 | INSTRUMENTATION FEED-THRU FLANGE WELDMENT | ~ | 16 | SNSPPU | TEST LAB | 1B | 10 | HOLD - INSPECTION PENDING | 1 | INFFSN
104210100-M8U-8200-A002 | INSTRUMENTATION FEED-THRU FLANGE WELDMENT | ~ | 17 | SNSPPU | TEST LAB | 1B | 10 | HOLD - INSPECTION PENDING | 1 | INFFSN
104210100-M8U-8200-A002 | INSTRUMENTATION FEED-THRU FLANGE WELDMENT | ~ | 18 | SNSPPU | TEST LAB | 1B | 10 | HOLD - INSPECTION PENDING | 1 | INFFSN
104210100-M8U-8200-A002 | INSTRUMENTATION FEED-THRU FLANGE WELDMENT | ~ | 19 | SNSPPU | TEST LAB | 1B | 10 | HOLD - INSPECTION PENDING | 1 | INFFSN
104210100-M8U-8200-A002 | INSTRUMENTATION FEED-THRU FLANGE WELDMENT | ~ | 20 | SNSPPU | TEST LAB | 1B | 10 | HOLD - INSPECTION PENDING | 1 | INFFSN
104210100-M8U-8200-A002 | INSTRUMENTATION FEED-THRU FLANGE WELDMENT | ~ | 21 | SNSPPU | TEST LAB | 1B | 10 | HOLD - INSPECTION PENDING | 1 | INFFSN
104210100-M8U-8200-A002 | INSTRUMENTATION FEED-THRU FLANGE WELDMENT | ~ | 22 | SNSPPU | TEST LAB | 1B | 10 | HOLD - INSPECTION PENDING | 1 | INFFSN
104210100-M8U-8200-A002 | INSTRUMENTATION FEED-THRU FLANGE WELDMENT | ~ | 23 | SNSPPU | TEST LAB | 1B | 10 | HOLD - INSPECTION PENDING | 1 | INFFSN
104210100-M8U-8200-A002 | INSTRUMENTATION FEED-THRU FLANGE WELDMENT | ~ | 24 | SNSPPU | TEST LAB | 1B | 10 | HOLD - INSPECTION PENDING | 1 | INFFSN
104210100-M8U-8200-A002 | INSTRUMENTATION FEED-THRU FLANGE WELDMENT | ~ | 25 | SNSPPU | TEST LAB | 1B | 10 | HOLD - INSPECTION PENDING | 1 | INFFSN
104210100-M8U-8200-A002 | INSTRUMENTATION FEED-THRU FLANGE WELDMENT | ~ | 26 | SNSPPU | TEST LAB | 1B | 10 | HOLD - INSPECTION PENDING | 1 | INFFSN
104210100-M8U-8200-A002 | INSTRUMENTATION FEED-THRU FLANGE WELDMENT | ~ | 27 | SNSPPU | TEST LAB | 1B | 10 | HOLD - INSPECTION PENDING | 1 | INFFSN
104210100-M8U-8200-A002 | INSTRUMENTATION FEED-THRU FLANGE WELDMENT | ~ | 28 | SNSPPU | TEST LAB | 1B | 10 | HOLD - INSPECTION PENDING | 1 | INFFSN
104210100-M8U-8200-A002 | INSTRUMENTATION FEED-THRU FLANGE WELDMENT | ~ | 29 | SNSPPU | TEST LAB | 1B | 10 | HOLD - INSPECTION PENDING | 1 | INFFSN
104210100-M8U-8200-A002 | INSTRUMENTATION FEED-THRU FLANGE WELDMENT | ~ | 30 | SNSPPU | TEST LAB | 1B | 10 | HOLD - INSPECTION PENDING | 1 | INFFSN
104210100-M8U-8200-A002 | INSTRUMENTATION FEED-THRU FLANGE WELDMENT | ~ | 31 | SNSPPU | TEST LAB | 1B | 10 | HOLD - INSPECTION PENDING | 1 | INFFSN
104210100-M8U-8200-A002 | INSTRUMENTATION FEED-THRU FLANGE WELDMENT | ~ | 32 | SNSPPU | TEST LAB | 1B | 10 | HOLD - INSPECTION PENDING | 1 | INFFSN
104210100-M8U-8200-A002 | INSTRUMENTATION FEED-THRU FLANGE WELDMENT | ~ | 33 | SNSPPU | TEST LAB | 1B | 10 | HOLD - INSPECTION PENDING | 1 | INFFSN
104210100-M8U-8200-A002 | INSTRUMENTATION FEED-THRU FLANGE WELDMENT | ~ | 34 | SNSPPU | TEST LAB | 1B | 10 | HOLD - INSPECTION PENDING | 1 | INFFSN
104210100-M8U-8200-A002 | INSTRUMENTATION FEED-THRU FLANGE WELDMENT | ~ | 35 | SNSPPU | TEST LAB | 1B | 10 | HOLD - INSPECTION PENDING | 1 | INFFSN
104210200-M8U-8200-A029 | SNS PPU ION PUMP SUPPORT TOOLING | - | A | SNSPPU | TEST LAB | 2A | 10 | HOLD - INSPECTION PENDING | 1 | IPSTSN
104210200-M8U-8200-A029 | SNS PPU ION PUMP SUPPORT TOOLING | - | B | SNSPPU | TEST LAB | 2A | 10 | HOLD - INSPECTION PENDING | 1 | IPSTSN
104210200-M8U-8200-A044 | THERMAL STATION FINAL ASSY | ~ | 1 | SNSPPU | TEST LAB | 3 | 10 | HOLD - INSPECTION PENDING | 1 | THSTSN
104210200-M8U-8200-A044 | THERMAL STATION FINAL ASSY | ~ | 2 | SNSPPU | TEST LAB | 3 | 10 | HOLD - INSPECTION PENDING | 1 | THSTSN
104210200-M8U-8200-A044 | THERMAL STATION FINAL ASSY | ~ | 3 | SNSPPU | TEST LAB | 3 | 10 | HOLD - INSPECTION PENDING | 1 | THSTSN
104210200-M8U-8200-A044 | THERMAL STATION FINAL ASSY | ~ | 4 | SNSPPU | TEST LAB | 3 | 10 | HOLD - INSPECTION PENDING | 1 | THSTSN
104210200-M8U-8200-A044 | THERMAL STATION FINAL ASSY | ~ | 5 | SNSPPU | TEST LAB | 3 | 10 | HOLD - INSPECTION PENDING | 1 | THSTSN
104210200-M8U-8200-A044 | THERMAL STATION FINAL ASSY | ~ | 6 | SNSPPU | TEST LAB | 3 | 10 | HOLD - INSPECTION PENDING | 1 | THSTSN
104210200-M8U-8200-A044 | THERMAL STATION FINAL ASSY | ~ | 7 | SNSPPU | TEST LAB | 3 | 10 | HOLD - INSPECTION PENDING | 1 | THSTSN
104210200-M8U-8200-A044 | THERMAL STATION FINAL ASSY | ~ | 8 | SNSPPU | TEST LAB | 3 | 10 | HOLD - INSPECTION PENDING | 1 | THSTSN
104210200-M8U-8200-A044 | THERMAL STATION FINAL ASSY | ~ | 9 | SNSPPU | TEST LAB | 3 | 10 | HOLD - INSPECTION PENDING | 1 | THSTSN
104210200-M8U-8200-A044 | THERMAL STATION FINAL ASSY | ~ | 10 | SNSPPU | TEST LAB | 3 | 10 | HOLD - INSPECTION PENDING | 1 | THSTSN
104210200-M8U-8200-A044 | THERMAL STATION FINAL ASSY | ~ | 11 | SNSPPU | TEST LAB | 3 | 10 | HOLD - INSPECTION PENDING | 1 | THSTSN
104210200-M8U-8200-A044 | THERMAL STATION FINAL ASSY | ~ | 12 | SNSPPU | TEST LAB | 3 | 10 | HOLD - INSPECTION PENDING | 1 | THSTSN
104210200-M8U-8200-A044 | THERMAL STATION FINAL ASSY | ~ | 13 | SNSPPU | TEST LAB | 3 | 10 | HOLD - INSPECTION PENDING | 1 | THSTSN
104210200-M8U-8200-A044 | THERMAL STATION FINAL ASSY | ~ | 14 | SNSPPU | TEST LAB | 3 | 10 | HOLD - INSPECTION PENDING | 1 | THSTSN
104210200-M8U-8200-A049 | SNS PPU CRYOMDULE FINAL ASSY SURGE TANK PIPING | ~ | 1 | SNSPPU | TEST LAB | 1E | 10 | HOLD - INSPECTION PENDING | 1 | CFSPSN
104210200-M8U-8200-A049 | SNS PPU CRYOMDULE FINAL ASSY SURGE TANK PIPING | ~ | 2 | SNSPPU | TEST LAB | 1E | 10 | HOLD - INSPECTION PENDING | 1 | CFSPSN
104210200-M8U-8200-A049 | SNS PPU CRYOMDULE FINAL ASSY SURGE TANK PIPING | ~ | 3 | SNSPPU | TEST LAB | 1E | 10 | HOLD - INSPECTION PENDING | 1 | CFSPSN
104210200-M8U-8200-A049 | SNS PPU CRYOMDULE FINAL ASSY SURGE TANK PIPING | ~ | 4 | SNSPPU | TEST LAB | 1E | 10 | HOLD - INSPECTION PENDING | 1 | CFSPSN
104210200-M8U-8200-A049 | SNS PPU CRYOMDULE FINAL ASSY SURGE TANK PIPING | ~ | 5 | SNSPPU | TEST LAB | 1E | 10 | HOLD - INSPECTION PENDING | 1 | CFSPSN
104210200-M8U-8200-A049 | SNS PPU CRYOMDULE FINAL ASSY SURGE TANK PIPING | ~ | 6 | SNSPPU | TEST LAB | 1E | 10 | HOLD - INSPECTION PENDING | 1 | CFSPSN
104210200-M8U-8200-A049 | SNS PPU CRYOMDULE FINAL ASSY SURGE TANK PIPING | ~ | 7 | SNSPPU | TEST LAB | 1E | 10 | HOLD - INSPECTION PENDING | 1 | CFSPSN
104210200-M8U-8200-A060 | RUPTURE DISC SPOOL ASSY | ~ |  | SNSPPU | TEST LAB | RM 2131 - FLOOR | 2 | NO INSPECTION REQUIRED | 7
104210300-M8U-8200-A100-HW-KIT | SUPPLY WARM-COLD BEAMPIPE HARDWARE KIT | ~ |  | SNSPPU | TEST LAB | 2J | 2 | NO INSPECTION REQUIRED | 8
104210300-M8U-8200-A200-HW-KIT | RETURN WARM-COLD BEAMPIPE HARDWARE KIT | ~ |  | SNSPPU | TEST LAB | 2J | 2 | NO INSPECTION REQUIRED | 8
104210300-M8U-8200-A305 | ION PUMP SUPPORT | ~ |  | SNSPPU | TEST LAB | 2 | 2 | NO INSPECTION REQUIRED | 7
104210800-M8U-8200-A030 | 3/4-10 LOCKDOWN STUD W/ 1/2-13 HOLE | - | 1 | SNSPPU | TEST LAB | 5G | 10 | HOLD - INSPECTION PENDING | 1 | LDS34HSN
104210800-M8U-8200-A030 | 3/4-10 LOCKDOWN STUD W/ 1/2-13 HOLE | - | 2 | SNSPPU | TEST LAB | 5G | 10 | HOLD - INSPECTION PENDING | 1 | LDS34HSN
104210800-M8U-8200-A030 | 3/4-10 LOCKDOWN STUD W/ 1/2-13 HOLE | - | 3 | SNSPPU | TEST LAB | 5G | 10 | HOLD - INSPECTION PENDING | 1 | LDS34HSN
104210800-M8U-8200-A030 | 3/4-10 LOCKDOWN STUD W/ 1/2-13 HOLE | - | 4 | SNSPPU | TEST LAB | 5G | 10 | HOLD - INSPECTION PENDING | 1 | LDS34HSN
104210800-M8U-8200-A030 | 3/4-10 LOCKDOWN STUD W/ 1/2-13 HOLE | - | 5 | SNSPPU | TEST LAB | 5G | 10 | HOLD - INSPECTION PENDING | 1 | LDS34HSN
104210800-M8U-8200-A030 | 3/4-10 LOCKDOWN STUD W/ 1/2-13 HOLE | - | 6 | SNSPPU | TEST LAB | 5G | 10 | HOLD - INSPECTION PENDING | 1 | LDS34HSN
104210800-M8U-8200-A030 | 3/4-10 LOCKDOWN STUD W/ 1/2-13 HOLE | - | 7 | SNSPPU | TEST LAB | 5G | 10 | HOLD - INSPECTION PENDING | 1 | LDS34HSN
104210800-M8U-8200-A030 | 3/4-10 LOCKDOWN STUD W/ 1/2-13 HOLE | - | 8 | SNSPPU | TEST LAB | 5G | 10 | HOLD - INSPECTION PENDING | 1 | LDS34HSN
104210800-M8U-8200-A030 | 3/4-10 LOCKDOWN STUD W/ 1/2-13 HOLE | - | 9 | SNSPPU | TEST LAB | 5G | 10 | HOLD - INSPECTION PENDING | 1 | LDS34HSN
104210800-M8U-8200-A030 | 3/4-10 LOCKDOWN STUD W/ 1/2-13 HOLE | - | 10 | SNSPPU | TEST LAB | 5G | 10 | HOLD - INSPECTION PENDING | 1 | LDS34HSN
104210800-M8U-8200-A030 | 3/4-10 LOCKDOWN STUD W/ 1/2-13 HOLE | - | 11 | SNSPPU | TEST LAB | 5G | 10 | HOLD - INSPECTION PENDING | 1 | LDS34HSN
104210800-M8U-8200-A030 | 3/4-10 LOCKDOWN STUD W/ 1/2-13 HOLE | - | 12 | SNSPPU | TEST LAB | 5G | 10 | HOLD - INSPECTION PENDING | 1 | LDS34HSN
104210800-M8U-8200-A030 | 3/4-10 LOCKDOWN STUD W/ 1/2-13 HOLE | - | 13 | SNSPPU | TEST LAB | 5G | 10 | HOLD - INSPECTION PENDING | 1 | LDS34HSN
104210800-M8U-8200-A030 | 3/4-10 LOCKDOWN STUD W/ 1/2-13 HOLE | - | 14 | SNSPPU | TEST LAB | 5G | 10 | HOLD - INSPECTION PENDING | 1 | LDS34HSN
104210880-A025 | PRESSURE RELIEF PLATE ASSY | - | 1 | SNSPPU | TEST LAB | 3G | 10 | HOLD - INSPECTION PENDING | 1 | PRPASN
104210880-A025 | PRESSURE RELIEF PLATE ASSY | - | 2 | SNSPPU | TEST LAB | 3G | 10 | HOLD - INSPECTION PENDING | 1 | PRPASN
104210880-A025 | PRESSURE RELIEF PLATE ASSY | - | 3 | SNSPPU | TEST LAB | 3G | 10 | HOLD - INSPECTION PENDING | 1 | PRPASN
104210880-A025 | PRESSURE RELIEF PLATE ASSY | - | 4 | SNSPPU | TEST LAB | 3G | 10 | HOLD - INSPECTION PENDING | 1 | PRPASN
104210880-A025 | PRESSURE RELIEF PLATE ASSY | - | 5 | SNSPPU | TEST LAB | 3G | 10 | HOLD - INSPECTION PENDING | 1 | PRPASN
104210880-A025 | PRESSURE RELIEF PLATE ASSY | - | 6 | SNSPPU | TEST LAB | 3G | 10 | HOLD - INSPECTION PENDING | 1 | PRPASN
104210880-A025 | PRESSURE RELIEF PLATE ASSY | - | 7 | SNSPPU | TEST LAB | 3G | 10 | HOLD - INSPECTION PENDING | 1 | PRPASN
104210880-A025 | PRESSURE RELIEF PLATE ASSY | - | 8 | SNSPPU | TEST LAB | 3G | 10 | HOLD - INSPECTION PENDING | 1 | PRPASN
104210880-A025 | PRESSURE RELIEF PLATE ASSY | - | 9 | SNSPPU | TEST LAB | 3G | 10 | HOLD - INSPECTION PENDING | 1 | PRPASN
104210880-A025 | PRESSURE RELIEF PLATE ASSY | - | 10 | SNSPPU | TEST LAB | 3G | 10 | HOLD - INSPECTION PENDING | 1 | PRPASN
104210880-A025 | PRESSURE RELIEF PLATE ASSY | - | 11 | SNSPPU | TEST LAB | 3G | 10 | HOLD - INSPECTION PENDING | 1 | PRPASN
104210880-A025 | PRESSURE RELIEF PLATE ASSY | - | 12 | SNSPPU | TEST LAB | 3G | 10 | HOLD - INSPECTION PENDING | 1 | PRPASN
104210880-A025 | PRESSURE RELIEF PLATE ASSY | - | 13 | SNSPPU | TEST LAB | 3G | 10 | HOLD - INSPECTION PENDING | 1 | PRPASN
104210880-A025 | PRESSURE RELIEF PLATE ASSY | - | 14 | SNSPPU | TEST LAB | 3G | 10 | HOLD - INSPECTION PENDING | 1 | PRPASN
104211000-A003 | ACCESS DOOR SUPPORT | ~ |  | SNSPPU | TEST LAB | 1B | 10 | HOLD - INSPECTION PENDING | 10
104211000-M8U-8200-A001 | OUTER MAGNETIC SHIELD ASSY | A | 1 | SNSPPU | BLUE CRAB - LCLS-II | BLUECRAB FLOOR | 10 | HOLD - INSPECTION PENDING | 1 | OMAGSN
104211000-M8U-8200-A001 | OUTER MAGNETIC SHIELD ASSY | A | 2 | SNSPPU | BLUE CRAB - LCLS-II | BLUECRAB FLOOR | 10 | HOLD - INSPECTION PENDING | 1 | OMAGSN
104211000-M8U-8200-A001 | OUTER MAGNETIC SHIELD ASSY | A | 3 | SNSPPU | BLUE CRAB - LCLS-II | BLUECRAB FLOOR | 10 | HOLD - INSPECTION PENDING | 1 | OMAGSN
104211000-M8U-8200-A001 | OUTER MAGNETIC SHIELD ASSY | A | 4 | SNSPPU | BLUE CRAB - LCLS-II | BLUECRAB FLOOR | 10 | HOLD - INSPECTION PENDING | 1 | OMAGSN
104211000-M8U-8200-A001 | OUTER MAGNETIC SHIELD ASSY | A | 5 | SNSPPU | BLUE CRAB - LCLS-II | BLUECRAB FLOOR | 10 | HOLD - INSPECTION PENDING | 1 | OMAGSN
104211000-M8U-8200-A001 | OUTER MAGNETIC SHIELD ASSY | A | 6 | SNSPPU | BLUE CRAB - LCLS-II | BLUECRAB FLOOR | 10 | HOLD - INSPECTION PENDING | 1 | OMAGSN
104211000-M8U-8200-A013 | OUTER MAGNETIC SHIELD EXTENSION SUPPLY ASSY | - | 1 | SNSPPU | BLUE CRAB - LCLS-II | BLUECRAB FLOOR | 10 | HOLD - INSPECTION PENDING | 1 | OMAGSESN
104211000-M8U-8200-A013 | OUTER MAGNETIC SHIELD EXTENSION SUPPLY ASSY | - | 2 | SNSPPU | BLUE CRAB - LCLS-II | BLUECRAB FLOOR | 10 | HOLD - INSPECTION PENDING | 1 | OMAGSESN
104211000-M8U-8200-A013 | OUTER MAGNETIC SHIELD EXTENSION SUPPLY ASSY | - | 3 | SNSPPU | BLUE CRAB - LCLS-II | BLUECRAB FLOOR | 10 | HOLD - INSPECTION PENDING | 1 | OMAGSESN
104211000-M8U-8200-A013 | OUTER MAGNETIC SHIELD EXTENSION SUPPLY ASSY | - | 4 | SNSPPU | BLUE CRAB - LCLS-II | BLUECRAB FLOOR | 10 | HOLD - INSPECTION PENDING | 1 | OMAGSESN
104211000-M8U-8200-A013 | OUTER MAGNETIC SHIELD EXTENSION SUPPLY ASSY | - | 5 | SNSPPU | BLUE CRAB - LCLS-II | BLUECRAB FLOOR | 10 | HOLD - INSPECTION PENDING | 1 | OMAGSESN
104211000-M8U-8200-A013 | OUTER MAGNETIC SHIELD EXTENSION SUPPLY ASSY | - | 6 | SNSPPU | BLUE CRAB - LCLS-II | BLUECRAB FLOOR | 10 | HOLD - INSPECTION PENDING | 1 | OMAGSESN
104211000-M8U-8200-A013 | OUTER MAGNETIC SHIELD EXTENSION SUPPLY ASSY | - | 7 | SNSPPU | BLUE CRAB - LCLS-II | BLUECRAB FLOOR | 10 | HOLD - INSPECTION PENDING | 1 | OMAGSESN
104211000-M8U-8200-A022 | OUTER MAGNETIC SHIELD EXTENSION RETURN ASSY | - | 1 | SNSPPU | BLUE CRAB - LCLS-II | BLUECRAB FLOOR | 10 | HOLD - INSPECTION PENDING | 1 | OMAGRESN
104211000-M8U-8200-A022 | OUTER MAGNETIC SHIELD EXTENSION RETURN ASSY | - | 2 | SNSPPU | BLUE CRAB - LCLS-II | BLUECRAB FLOOR | 10 | HOLD - INSPECTION PENDING | 1 | OMAGRESN
104211000-M8U-8200-A022 | OUTER MAGNETIC SHIELD EXTENSION RETURN ASSY | - | 3 | SNSPPU | BLUE CRAB - LCLS-II | BLUECRAB FLOOR | 10 | HOLD - INSPECTION PENDING | 1 | OMAGRESN
104211000-M8U-8200-A022 | OUTER MAGNETIC SHIELD EXTENSION RETURN ASSY | - | 4 | SNSPPU | BLUE CRAB - LCLS-II | BLUECRAB FLOOR | 10 | HOLD - INSPECTION PENDING | 1 | OMAGRESN
104211000-M8U-8200-A022 | OUTER MAGNETIC SHIELD EXTENSION RETURN ASSY | - | 5 | SNSPPU | BLUE CRAB - LCLS-II | BLUECRAB FLOOR | 10 | HOLD - INSPECTION PENDING | 1 | OMAGRESN
104211000-M8U-8200-A022 | OUTER MAGNETIC SHIELD EXTENSION RETURN ASSY | - | 6 | SNSPPU | BLUE CRAB - LCLS-II | BLUECRAB FLOOR | 10 | HOLD - INSPECTION PENDING | 1 | OMAGRESN
104211000-M8U-8200-A022 | OUTER MAGNETIC SHIELD EXTENSION RETURN ASSY | - | 7 | SNSPPU | BLUE CRAB - LCLS-II | BLUECRAB FLOOR | 10 | HOLD - INSPECTION PENDING | 1 | OMAGRESN
104211200-M8U-8200-A001 | INNER MAGNETIC SHIELD ASSY | A | 1 | SNSPPU | BLUE CRAB - LCLS-II | BLUECRAB FLOOR | 10 | HOLD - INSPECTION PENDING | 1 | IMAGSN
104211200-M8U-8200-A001 | INNER MAGNETIC SHIELD ASSY | A | 2 | SNSPPU | BLUE CRAB - LCLS-II | BLUECRAB FLOOR | 10 | HOLD - INSPECTION PENDING | 1 | IMAGSN
104211200-M8U-8200-A001 | INNER MAGNETIC SHIELD ASSY | A | 3 | SNSPPU | BLUE CRAB - LCLS-II | BLUECRAB FLOOR | 10 | HOLD - INSPECTION PENDING | 1 | IMAGSN
104211200-M8U-8200-A001 | INNER MAGNETIC SHIELD ASSY | A | 4 | SNSPPU | BLUE CRAB - LCLS-II | BLUECRAB FLOOR | 10 | HOLD - INSPECTION PENDING | 1 | IMAGSN
104211200-M8U-8200-A001 | INNER MAGNETIC SHIELD ASSY | A | 5 | SNSPPU | BLUE CRAB - LCLS-II | BLUECRAB FLOOR | 10 | HOLD - INSPECTION PENDING | 1 | IMAGSN
104211200-M8U-8200-A001 | INNER MAGNETIC SHIELD ASSY | A | 6 | SNSPPU | BLUE CRAB - LCLS-II | BLUECRAB FLOOR | 10 | HOLD - INSPECTION PENDING | 1 | IMAGSN
104211400-M8U-8200-A001 | SNS TUNER FRAME ASSEMBLY KIT | ~ | 1 | SNSPPU | TEST LAB | 7G | 10 | HOLD - INSPECTION PENDING | 1 | TUNCSN
104211400-M8U-8200-A001 | SNS TUNER FRAME ASSEMBLY KIT | ~ | 2 | SNSPPU | TEST LAB | 7G | 10 | HOLD - INSPECTION PENDING | 1 | TUNCSN
104211400-M8U-8200-A001 | SNS TUNER FRAME ASSEMBLY KIT | ~ | 3 | SNSPPU | TEST LAB | 7G | 10 | HOLD - INSPECTION PENDING | 1 | TUNCSN
104211400-M8U-8200-A001 | SNS TUNER FRAME ASSEMBLY KIT | ~ | 4 | SNSPPU | TEST LAB | 7G | 10 | HOLD - INSPECTION PENDING | 1 | TUNCSN
104211400-M8U-8200-A001 | SNS TUNER FRAME ASSEMBLY KIT | ~ | 5 | SNSPPU | TEST LAB | 7G | 10 | HOLD - INSPECTION PENDING | 1 | TUNCSN
104211400-M8U-8200-A001 | SNS TUNER FRAME ASSEMBLY KIT | ~ | 6 | SNSPPU | TEST LAB | 7G | 10 | HOLD - INSPECTION PENDING | 1 | TUNCSN
104211400-M8U-8200-A001 | SNS TUNER FRAME ASSEMBLY KIT | ~ | 7 | SNSPPU | TEST LAB | 7G | 10 | HOLD - INSPECTION PENDING | 1 | TUNCSN
104211400-M8U-8200-A001 | SNS TUNER FRAME ASSEMBLY KIT | ~ | 8 | SNSPPU | TEST LAB | 7G | 10 | HOLD - INSPECTION PENDING | 1 | TUNCSN
104211400-M8U-8200-A001 | SNS TUNER FRAME ASSEMBLY KIT | ~ | 9 | SNSPPU | TEST LAB | 7G | 10 | HOLD - INSPECTION PENDING | 1 | TUNCSN
104211400-M8U-8200-A001 | SNS TUNER FRAME ASSEMBLY KIT | ~ | 10 | SNSPPU | TEST LAB | 7G | 10 | HOLD - INSPECTION PENDING | 1 | TUNCSN
104211400-M8U-8200-A001 | SNS TUNER FRAME ASSEMBLY KIT | ~ | 11 | SNSPPU | TEST LAB | 7G | 10 | HOLD - INSPECTION PENDING | 1 | TUNCSN
104211400-M8U-8200-A001 | SNS TUNER FRAME ASSEMBLY KIT | ~ | 12 | SNSPPU | TEST LAB | 7G | 10 | HOLD - INSPECTION PENDING | 1 | TUNCSN
104211400-M8U-8200-A001 | SNS TUNER FRAME ASSEMBLY KIT | ~ | 13 | SNSPPU | TEST LAB | 7G | 10 | HOLD - INSPECTION PENDING | 1 | TUNCSN
104211400-M8U-8200-A001 | SNS TUNER FRAME ASSEMBLY KIT | ~ | 14 | SNSPPU | TEST LAB | 7G | 10 | HOLD - INSPECTION PENDING | 1 | TUNCSN
104211400-M8U-8200-A001 | SNS TUNER FRAME ASSEMBLY KIT | ~ | 15 | SNSPPU | TEST LAB | 7G | 10 | HOLD - INSPECTION PENDING | 1 | TUNCSN
104211400-M8U-8200-A001 | SNS TUNER FRAME ASSEMBLY KIT | ~ | 16 | SNSPPU | TEST LAB | 7G | 10 | HOLD - INSPECTION PENDING | 1 | TUNCSN
104211400-M8U-8200-A001 | SNS TUNER FRAME ASSEMBLY KIT | ~ | 17 | SNSPPU | TEST LAB | 7G | 10 | HOLD - INSPECTION PENDING | 1 | TUNCSN
104211400-M8U-8200-A001 | SNS TUNER FRAME ASSEMBLY KIT | ~ | 18 | SNSPPU | TEST LAB | 7G | 10 | HOLD - INSPECTION PENDING | 1 | TUNCSN
104211400-M8U-8200-A001 | SNS TUNER FRAME ASSEMBLY KIT | ~ | 19 | SNSPPU | TEST LAB | 7G | 10 | HOLD - INSPECTION PENDING | 1 | TUNCSN
104211400-M8U-8200-A001 | SNS TUNER FRAME ASSEMBLY KIT | ~ | 20 | SNSPPU | TEST LAB | 7G | 10 | HOLD - INSPECTION PENDING | 1 | TUNCSN
104211400-M8U-8200-A001 | SNS TUNER FRAME ASSEMBLY KIT | ~ | 21 | SNSPPU | TEST LAB | 7G | 10 | HOLD - INSPECTION PENDING | 1 | TUNCSN
104211400-M8U-8200-A001 | SNS TUNER FRAME ASSEMBLY KIT | ~ | 22 | SNSPPU | TEST LAB | 7G | 10 | HOLD - INSPECTION PENDING | 1 | TUNCSN
104211400-M8U-8200-A001 | SNS TUNER FRAME ASSEMBLY KIT | ~ | 23 | SNSPPU | TEST LAB | 7G | 10 | HOLD - INSPECTION PENDING | 1 | TUNCSN
104211400-M8U-8200-A001 | SNS TUNER FRAME ASSEMBLY KIT | ~ | 24 | SNSPPU | TEST LAB | 7G | 10 | HOLD - INSPECTION PENDING | 1 | TUNCSN
104211400-M8U-8200-A001 | SNS TUNER FRAME ASSEMBLY KIT | ~ | 25 | SNSPPU | TEST LAB | 7G | 10 | HOLD - INSPECTION PENDING | 1 | TUNCSN
104211400-M8U-8200-A001 | SNS TUNER FRAME ASSEMBLY KIT | ~ | 26 | SNSPPU | TEST LAB | 7G | 10 | HOLD - INSPECTION PENDING | 1 | TUNCSN
104211400-M8U-8200-A001 | SNS TUNER FRAME ASSEMBLY KIT | ~ | 27 | SNSPPU | TEST LAB | 7G | 10 | HOLD - INSPECTION PENDING | 1 | TUNCSN
104211400-M8U-8200-A001 | SNS TUNER FRAME ASSEMBLY KIT | ~ | 28 | SNSPPU | TEST LAB | 7G | 10 | HOLD - INSPECTION PENDING | 1 | TUNCSN
104211400-M8U-8200-A001 | SNS TUNER FRAME ASSEMBLY KIT | ~ | 29 | SNSPPU | TEST LAB | 7G | 10 | HOLD - INSPECTION PENDING | 1 | TUNCSN
104211400-M8U-8200-A001/22 | BALL BEARING 16MM X 32MM X 9MM | ~ |  | SNSPPU | TEST LAB | 3G | 2 | NO INSPECTION REQUIRED | 11
104211400-M8U-8200-A001/23 | BALL BEARING 10MM X 26MM X 8MM | ~ |  | SNSPPU | TEST LAB | 3G | 2 | NO INSPECTION REQUIRED | 14
104211400-M8U-8200-A001/24 | BALL BEARING 7M BORE X 19MM X 6MM | ~ |  | SNSPPU | TEST LAB | 3G | 2 | NO INSPECTION REQUIRED | 29
104211400-M8U-8200-A001/25 | BALL BEARING 9MM BORE X 24MM X 7MM | ~ |  | SNSPPU | TEST LAB | 3G | 2 | NO INSPECTION REQUIRED | 26
104211400-M8U-8200-A001/27 | M15-1 RETAINING NUT | ~ |  | SNSPPU | TEST LAB | 3G | 2 | NO INSPECTION REQUIRED | 13
104211500-M8U-8200-A001- SP-HW | CLEAN RM ASSY SPARE PARTS FOR FP ASSY | ~ |  | SNSPPU | TEST LAB | 2J | 2 | NO INSPECTION REQUIRED | 1
104211500-M8U-8200-A001-HW-KIT | CLEAN RM ASSY HARDWARE KIT | ~ |  | SNSPPU | TEST LAB | 2J | 2 | NO INSPECTION REQUIRED | 8
104211500-M8U-8200-A017 | SNS-PPU CAVITY STRING HE OUTLET BELLOWS | - | 1 | SNSPPU | TEST LAB | 4B | 10 | HOLD - INSPECTION PENDING | 1 | BLBUSN
104211500-M8U-8200-A017 | SNS-PPU CAVITY STRING HE OUTLET BELLOWS | - | 2 | SNSPPU | TEST LAB | 4B | 10 | HOLD - INSPECTION PENDING | 1 | BLBUSN
104211500-M8U-8200-A017 | SNS-PPU CAVITY STRING HE OUTLET BELLOWS | - | 3 | SNSPPU | TEST LAB | 4B | 10 | HOLD - INSPECTION PENDING | 1 | BLBUSN
104211500-M8U-8200-A017 | SNS-PPU CAVITY STRING HE OUTLET BELLOWS | - | 4 | SNSPPU | TEST LAB | 4B | 10 | HOLD - INSPECTION PENDING | 1 | BLBUSN
104211500-M8U-8200-A017 | SNS-PPU CAVITY STRING HE OUTLET BELLOWS | - | 5 | SNSPPU | TEST LAB | 4B | 10 | HOLD - INSPECTION PENDING | 1 | BLBUSN
104211500-M8U-8200-A017 | SNS-PPU CAVITY STRING HE OUTLET BELLOWS | - | 6 | SNSPPU | TEST LAB | 4B | 10 | HOLD - INSPECTION PENDING | 1 | BLBUSN
104211500-M8U-8200-A017 | SNS-PPU CAVITY STRING HE OUTLET BELLOWS | - | 7 | SNSPPU | TEST LAB | 4B | 10 | HOLD - INSPECTION PENDING | 1 | BLBUSN
104211500-M8U-8200-A017 | SNS-PPU CAVITY STRING HE OUTLET BELLOWS | - | 8 | SNSPPU | TEST LAB | 4B | 10 | HOLD - INSPECTION PENDING | 1 | BLBUSN
104211500-M8U-8200-A017 | SNS-PPU CAVITY STRING HE OUTLET BELLOWS | - | 9 | SNSPPU | TEST LAB | 4B | 10 | HOLD - INSPECTION PENDING | 1 | BLBUSN
104211500-M8U-8200-A017 | SNS-PPU CAVITY STRING HE OUTLET BELLOWS | - | 10 | SNSPPU | TEST LAB | 4B | 10 | HOLD - INSPECTION PENDING | 1 | BLBUSN
104211500-M8U-8200-A017 | SNS-PPU CAVITY STRING HE OUTLET BELLOWS | - | 11 | SNSPPU | TEST LAB | 4B | 10 | HOLD - INSPECTION PENDING | 1 | BLBUSN
104211500-M8U-8200-A017 | SNS-PPU CAVITY STRING HE OUTLET BELLOWS | - | 12 | SNSPPU | TEST LAB | 4B | 10 | HOLD - INSPECTION PENDING | 1 | BLBUSN
104211500-M8U-8200-A017 | SNS-PPU CAVITY STRING HE OUTLET BELLOWS | - | 13 | SNSPPU | TEST LAB | 4B | 10 | HOLD - INSPECTION PENDING | 1 | BLBUSN
104211500-M8U-8200-A017 | SNS-PPU CAVITY STRING HE OUTLET BELLOWS | - | 14 | SNSPPU | TEST LAB | 4B | 10 | HOLD - INSPECTION PENDING | 1 | BLBUSN
104211500-M8U-8200-A021 | BLANK FLANGE ASSY | ~ | MMT1 | SNSPPU | TEST LAB | 1J | 10 | HOLD - INSPECTION PENDING | 1 | BLBFASN
104211500-M8U-8200-A021 | BLANK FLANGE ASSY | ~ | MMT2 | SNSPPU | TEST LAB | 1J | 10 | HOLD - INSPECTION PENDING | 1 | BLBFASN
104211500-M8U-8200-A021 | BLANK FLANGE ASSY | ~ | MMT3 | SNSPPU | TEST LAB | 1J | 10 | HOLD - INSPECTION PENDING | 1 | BLBFASN
104211500-M8U-8200-A021 | BLANK FLANGE ASSY | ~ | MMT4 | SNSPPU | TEST LAB | 1J | 10 | HOLD - INSPECTION PENDING | 1 | BLBFASN
104211500-M8U-8200-A021 | BLANK FLANGE ASSY | ~ | MMT5 | SNSPPU | TEST LAB | 1J | 10 | HOLD - INSPECTION PENDING | 1 | BLBFASN
104211500-M8U-8200-A021 | BLANK FLANGE ASSY | ~ | MMT6 | SNSPPU | TEST LAB | 1J | 10 | HOLD - INSPECTION PENDING | 1 | BLBFASN
104211500-M8U-8200-A021 | BLANK FLANGE ASSY | ~ | MMT7 | SNSPPU | TEST LAB | 1J | 10 | HOLD - INSPECTION PENDING | 1 | BLBFASN
104211500-M8U-8200-A023 | TEE ASSY | ~ | MMT1 | SNSPPU | TEST LAB | 1J | 10 | HOLD - INSPECTION PENDING | 1 | BLIPTSN
104211500-M8U-8200-A023 | TEE ASSY | ~ | MMT2 | SNSPPU | TEST LAB | 1J | 10 | HOLD - INSPECTION PENDING | 1 | BLIPTSN
104211500-M8U-8200-A023 | TEE ASSY | ~ | MMT3 | SNSPPU | TEST LAB | 1J | 10 | HOLD - INSPECTION PENDING | 1 | BLIPTSN
104211500-M8U-8200-A023 | TEE ASSY | ~ | MMT4 | SNSPPU | TEST LAB | 1J | 10 | HOLD - INSPECTION PENDING | 1 | BLIPTSN
104211500-M8U-8200-A023 | TEE ASSY | ~ | MMT5 | SNSPPU | TEST LAB | 1J | 10 | HOLD - INSPECTION PENDING | 1 | BLIPTSN
104211500-M8U-8200-A023 | TEE ASSY | ~ | MMT6 | SNSPPU | TEST LAB | 1J | 10 | HOLD - INSPECTION PENDING | 1 | BLIPTSN
104211500-M8U-8200-A023 | TEE ASSY | ~ | MMT7 | SNSPPU | TEST LAB | 1J | 10 | HOLD - INSPECTION PENDING | 1 | BLIPTSN
104211500-M8U-8200-A026 | SNS-PPU CAVITY STRING CON BELLOWS 3.50 ID X 7.91 | - | 1 | SNSPPU | TEST LAB | 4B | 10 | HOLD - INSPECTION PENDING | 1 | BLBUSN
104211500-M8U-8200-A026 | SNS-PPU CAVITY STRING CON BELLOWS 3.50 ID X 7.91 | - | 2 | SNSPPU | TEST LAB | 4B | 10 | HOLD - INSPECTION PENDING | 1 | BLBUSN
104211500-M8U-8200-A026 | SNS-PPU CAVITY STRING CON BELLOWS 3.50 ID X 7.91 | - | 3 | SNSPPU | TEST LAB | 4B | 10 | HOLD - INSPECTION PENDING | 1 | BLBUSN
104211500-M8U-8200-A026 | SNS-PPU CAVITY STRING CON BELLOWS 3.50 ID X 7.91 | - | 4 | SNSPPU | TEST LAB | 4B | 10 | HOLD - INSPECTION PENDING | 1 | BLBUSN
104211500-M8U-8200-A026 | SNS-PPU CAVITY STRING CON BELLOWS 3.50 ID X 7.91 | - | 5 | SNSPPU | TEST LAB | 4B | 10 | HOLD - INSPECTION PENDING | 1 | BLBUSN
104211500-M8U-8200-A026 | SNS-PPU CAVITY STRING CON BELLOWS 3.50 ID X 7.91 | - | 6 | SNSPPU | TEST LAB | 4B | 10 | HOLD - INSPECTION PENDING | 1 | BLBUSN
104211500-M8U-8200-A026 | SNS-PPU CAVITY STRING CON BELLOWS 3.50 ID X 7.91 | - | 7 | SNSPPU | TEST LAB | 4B | 10 | HOLD - INSPECTION PENDING | 1 | BLBUSN
104211500-M8U-8200-A026 | SNS-PPU CAVITY STRING CON BELLOWS 3.50 ID X 7.91 | - | 8 | SNSPPU | TEST LAB | 4B | 10 | HOLD - INSPECTION PENDING | 1 | BLBUSN
104211500-M8U-8200-A026 | SNS-PPU CAVITY STRING CON BELLOWS 3.50 ID X 7.91 | - | 9 | SNSPPU | TEST LAB | 4B | 10 | HOLD - INSPECTION PENDING | 1 | BLBUSN
104211500-M8U-8200-A027 | CORRUGATED HOSE ASSEMBLY | ~ | 1 | SNSPPU | TEST LAB | 3B | 10 | HOLD - INSPECTION PENDING | 1 | EQFHSN
104211500-M8U-8200-A027 | CORRUGATED HOSE ASSEMBLY | ~ | 2 | SNSPPU | TEST LAB | 3B | 10 | HOLD - INSPECTION PENDING | 1 | EQFHSN
104211500-M8U-8200-A027 | CORRUGATED HOSE ASSEMBLY | ~ | 3 | SNSPPU | TEST LAB | 3B | 10 | HOLD - INSPECTION PENDING | 1 | EQFHSN
104211500-M8U-8200-A027 | CORRUGATED HOSE ASSEMBLY | ~ | 4 | SNSPPU | TEST LAB | 3B | 10 | HOLD - INSPECTION PENDING | 1 | EQFHSN
104211500-M8U-8200-A027 | CORRUGATED HOSE ASSEMBLY | ~ | 5 | SNSPPU | TEST LAB | 3B | 10 | HOLD - INSPECTION PENDING | 1 | EQFHSN
104211500-M8U-8200-A027 | CORRUGATED HOSE ASSEMBLY | ~ | 6 | SNSPPU | TEST LAB | 3B | 10 | HOLD - INSPECTION PENDING | 1 | EQFHSN
104211500-M8U-8200-A027 | CORRUGATED HOSE ASSEMBLY | ~ | 7 | SNSPPU | TEST LAB | 3B | 10 | HOLD - INSPECTION PENDING | 1 | EQFHSN
104211500-M8U-8200-A035-HW-KIT | ION PUMP ASSY HARDWARE KIT | ~ |  | SNSPPU | TEST LAB | 2J | 2 | NO INSPECTION REQUIRED | 8
104211600-M8U-8200-A051 | SNS PPU FPC BELLOWS ASSY | ~ | 1 | SNSPPU | TEST LAB | 3E | 10 | HOLD - INSPECTION PENDING | 1 | FPCBASN
104211600-M8U-8200-A051 | SNS PPU FPC BELLOWS ASSY | ~ | 2 | SNSPPU | TEST LAB | 3E | 10 | HOLD - INSPECTION PENDING | 1 | FPCBASN
104211600-M8U-8200-A051 | SNS PPU FPC BELLOWS ASSY | ~ | 3 | SNSPPU | TEST LAB | 3E | 10 | HOLD - INSPECTION PENDING | 1 | FPCBASN
104211600-M8U-8200-A051 | SNS PPU FPC BELLOWS ASSY | ~ | 4 | SNSPPU | TEST LAB | 3E | 10 | HOLD - INSPECTION PENDING | 1 | FPCBASN
104211600-M8U-8200-A051 | SNS PPU FPC BELLOWS ASSY | ~ | 5 | SNSPPU | TEST LAB | 3E | 10 | HOLD - INSPECTION PENDING | 1 | FPCBASN
104211600-M8U-8200-A051 | SNS PPU FPC BELLOWS ASSY | ~ | 6 | SNSPPU | TEST LAB | 3E | 10 | HOLD - INSPECTION PENDING | 1 | FPCBASN
104211600-M8U-8200-A051 | SNS PPU FPC BELLOWS ASSY | ~ | 7 | SNSPPU | TEST LAB | 3E | 10 | HOLD - INSPECTION PENDING | 1 | FPCBASN
104211600-M8U-8200-A051 | SNS PPU FPC BELLOWS ASSY | ~ | 8 | SNSPPU | TEST LAB | 3E | 10 | HOLD - INSPECTION PENDING | 1 | FPCBASN
104211600-M8U-8200-A051 | SNS PPU FPC BELLOWS ASSY | ~ | 9 | SNSPPU | TEST LAB | 3E | 10 | HOLD - INSPECTION PENDING | 1 | FPCBASN
104211600-M8U-8200-A051 | SNS PPU FPC BELLOWS ASSY | ~ | 10 | SNSPPU | TEST LAB | 3E | 10 | HOLD - INSPECTION PENDING | 1 | FPCBASN
104211600-M8U-8200-A051 | SNS PPU FPC BELLOWS ASSY | ~ | 11 | SNSPPU | TEST LAB | 3E | 10 | HOLD - INSPECTION PENDING | 1 | FPCBASN
104211600-M8U-8200-A051 | SNS PPU FPC BELLOWS ASSY | ~ | 12 | SNSPPU | TEST LAB | 3E | 10 | HOLD - INSPECTION PENDING | 1 | FPCBASN
104211600-M8U-8200-A051 | SNS PPU FPC BELLOWS ASSY | ~ | 13 | SNSPPU | TEST LAB | 3E | 10 | HOLD - INSPECTION PENDING | 1 | FPCBASN
104211600-M8U-8200-A051 | SNS PPU FPC BELLOWS ASSY | ~ | 14 | SNSPPU | TEST LAB | 3E | 10 | HOLD - INSPECTION PENDING | 1 | FPCBASN
104211600-M8U-8200-A051 | SNS PPU FPC BELLOWS ASSY | ~ | 15 | SNSPPU | TEST LAB | 3E | 10 | HOLD - INSPECTION PENDING | 1 | FPCBASN
104211600-M8U-8200-A051 | SNS PPU FPC BELLOWS ASSY | ~ | 16 | SNSPPU | TEST LAB | 3E | 10 | HOLD - INSPECTION PENDING | 1 | FPCBASN
104211600-M8U-8200-A051 | SNS PPU FPC BELLOWS ASSY | ~ | 17 | SNSPPU | TEST LAB | 3E | 10 | HOLD - INSPECTION PENDING | 1 | FPCBASN
104211600-M8U-8200-A051 | SNS PPU FPC BELLOWS ASSY | ~ | 18 | SNSPPU | TEST LAB | 3E | 10 | HOLD - INSPECTION PENDING | 1 | FPCBASN
104211600-M8U-8200-A051 | SNS PPU FPC BELLOWS ASSY | ~ | 19 | SNSPPU | TEST LAB | 3E | 10 | HOLD - INSPECTION PENDING | 1 | FPCBASN
104211600-M8U-8200-A051 | SNS PPU FPC BELLOWS ASSY | ~ | 20 | SNSPPU | TEST LAB | 3E | 10 | HOLD - INSPECTION PENDING | 1 | FPCBASN
104211600-M8U-8200-A051 | SNS PPU FPC BELLOWS ASSY | ~ | 21 | SNSPPU | TEST LAB | 3E | 10 | HOLD - INSPECTION PENDING | 1 | FPCBASN
104211600-M8U-8200-A051 | SNS PPU FPC BELLOWS ASSY | ~ | 22 | SNSPPU | TEST LAB | 3E | 10 | HOLD - INSPECTION PENDING | 1 | FPCBASN
104211600-M8U-8200-A051 | SNS PPU FPC BELLOWS ASSY | ~ | 23 | SNSPPU | TEST LAB | 3E | 10 | HOLD - INSPECTION PENDING | 1 | FPCBASN
104211600-M8U-8200-A051 | SNS PPU FPC BELLOWS ASSY | ~ | 24 | SNSPPU | TEST LAB | 3E | 10 | HOLD - INSPECTION PENDING | 1 | FPCBASN
104211600-M8U-8200-A051 | SNS PPU FPC BELLOWS ASSY | ~ | 25 | SNSPPU | TEST LAB | 3E | 10 | HOLD - INSPECTION PENDING | 1 | FPCBASN
104211600-M8U-8200-A051 | SNS PPU FPC BELLOWS ASSY | ~ | 26 | SNSPPU | TEST LAB | 3E | 10 | HOLD - INSPECTION PENDING | 1 | FPCBASN
104211600-M8U-8200-A051 | SNS PPU FPC BELLOWS ASSY | ~ | 27 | SNSPPU | TEST LAB | 3E | 10 | HOLD - INSPECTION PENDING | 1 | FPCBASN
104211600-M8U-8200-A051 | SNS PPU FPC BELLOWS ASSY | ~ | 28 | SNSPPU | TEST LAB | 3E | 10 | HOLD - INSPECTION PENDING | 1 | FPCBASN
104211600-M8U-8200-A051 | SNS PPU FPC BELLOWS ASSY | ~ | 29 | SNSPPU | TEST LAB | 3E | 10 | HOLD - INSPECTION PENDING | 1 | FPCBASN
104211600-M8U-8200-A051 | SNS PPU FPC BELLOWS ASSY | ~ | 30 | SNSPPU | TEST LAB | 3E | 10 | HOLD - INSPECTION PENDING | 1 | FPCBASN
104211700-M8U-8200-A001-HW-KIT | HELIUM VESSEL W/ LIQUID LEVEL PROBES KIT | - | 1 | SNSPPU | TEST LAB | 3 | 2 | NO INSPECTION REQUIRED | 1
104211700-M8U-8200-A001-HW-KIT | HELIUM VESSEL W/ LIQUID LEVEL PROBES KIT | - | 2 | SNSPPU | TEST LAB | 3 | 2 | NO INSPECTION REQUIRED | 1
104211700-M8U-8200-A001-HW-KIT | HELIUM VESSEL W/ LIQUID LEVEL PROBES KIT | - | 3 | SNSPPU | TEST LAB | 3 | 2 | NO INSPECTION REQUIRED | 1
104211700-M8U-8200-A001-HW-KIT | HELIUM VESSEL W/ LIQUID LEVEL PROBES KIT | - | 4 | SNSPPU | TEST LAB | 3 | 2 | NO INSPECTION REQUIRED | 1
104211700-M8U-8200-A002-HW-KIT | HELIUM VESSEL W/O LIQUID LEVEL PROBES KIT | ~ | 1 | SNSPPU | TEST LAB | 3G | 2 | NO INSPECTION REQUIRED | 1
104211700-M8U-8200-A002-HW-KIT | HELIUM VESSEL W/O LIQUID LEVEL PROBES KIT | ~ | 2 | SNSPPU | TEST LAB | 3G | 2 | NO INSPECTION REQUIRED | 1
104211700-M8U-8200-A002-HW-KIT | HELIUM VESSEL W/O LIQUID LEVEL PROBES KIT | ~ | 3 | SNSPPU | TEST LAB | 3G | 2 | NO INSPECTION REQUIRED | 1
104211700-M8U-8200-A002-HW-KIT | HELIUM VESSEL W/O LIQUID LEVEL PROBES KIT | ~ | 4 | SNSPPU | TEST LAB | 3G | 2 | NO INSPECTION REQUIRED | 1
104211700-M8U-8200-A020 | HELIUM VESSEL - SHELL WELDMENT | - | 8505-1-AB | SNSPPU | BLUE CRAB - LCLS-II | BLUECRAB FLOOR | 10 | HOLD - INSPECTION PENDING | 1 | HESSN
104211700-M8U-8200-A020 | HELIUM VESSEL - SHELL WELDMENT | - | 8505-1-AC | SNSPPU | BLUE CRAB - LCLS-II | BLUECRAB FLOOR | 10 | HOLD - INSPECTION PENDING | 1 | HESSN
104211700-M8U-8200-A020 | HELIUM VESSEL - SHELL WELDMENT | - | 8505-1-AD | SNSPPU | BLUE CRAB - LCLS-II | BLUECRAB FLOOR | 10 | HOLD - INSPECTION PENDING | 1 | HESSN
104211700-M8U-8200-A020 | HELIUM VESSEL - SHELL WELDMENT | - | 8505-1-AE | SNSPPU | BLUE CRAB - LCLS-II | BLUECRAB FLOOR | 10 | HOLD - INSPECTION PENDING | 1 | HESSN
104211700-M8U-8200-A023 | FPC END HEAD WELDMENT | A | 8505-1-AB | SNSPPU | BLUE CRAB - LCLS-II | BLUECRAB FLOOR | 10 | HOLD - INSPECTION PENDING | 1 | HEHDFSN
104211700-M8U-8200-A023 | FPC END HEAD WELDMENT | A | 8505-1-AC | SNSPPU | BLUE CRAB - LCLS-II | BLUECRAB FLOOR | 10 | HOLD - INSPECTION PENDING | 1 | HEHDFSN
104211700-M8U-8200-A023 | FPC END HEAD WELDMENT | A | 8505-1-AD | SNSPPU | BLUE CRAB - LCLS-II | BLUECRAB FLOOR | 10 | HOLD - INSPECTION PENDING | 1 | HEHDFSN
104211700-M8U-8200-A023 | FPC END HEAD WELDMENT | A | 8505-1-AE | SNSPPU | BLUE CRAB - LCLS-II | BLUECRAB FLOOR | 10 | HOLD - INSPECTION PENDING | 1 | HEHDFSN
104211700-M8U-8200-A025 | PROBE END HEAD WELDMENT | - | 8505-1-AB | SNSPPU | BLUE CRAB - LCLS-II | BLUECRAB FLOOR | 10 | HOLD - INSPECTION PENDING | 1 | HEHDPSN
104211700-M8U-8200-A025 | PROBE END HEAD WELDMENT | - | 8505-1-AC | SNSPPU | BLUE CRAB - LCLS-II | BLUECRAB FLOOR | 10 | HOLD - INSPECTION PENDING | 1 | HEHDPSN
104211700-M8U-8200-A025 | PROBE END HEAD WELDMENT | - | 8505-1-AD | SNSPPU | BLUE CRAB - LCLS-II | BLUECRAB FLOOR | 10 | HOLD - INSPECTION PENDING | 1 | HEHDPSN
104211700-M8U-8200-A025 | PROBE END HEAD WELDMENT | - | 8505-1-AE | SNSPPU | BLUE CRAB - LCLS-II | BLUECRAB FLOOR | 10 | HOLD - INSPECTION PENDING | 1 | HEHDPSN
104211700-M8U-8200-A031 | HELIUM VESSEL CAVITY SUPPORT BLOCK | ~ |  | SNSPPU | TEST LAB | 1H | 2 | NO INSPECTION REQUIRED | 90
104211800-M8U-8200-A001 | CAVITY ASSEMBLY | 0 | PPU01 | SNSPPU | TEST LAB | RM 1012 - CMM / RF TUNING | 10 | HOLD - INSPECTION PENDING | 1 | CAVSN
104211800-M8U-8200-A001 | CAVITY ASSEMBLY | 0 | PPU02 | SNSPPU | TEST LAB | RM 1012 - CMM / RF TUNING | 10 | HOLD - INSPECTION PENDING | 1 | CAVSN
104211800-M8U-8200-A001 | CAVITY ASSEMBLY | 0 | PPU03 | SNSPPU | TEST LAB | RM 1012 - CMM / RF TUNING | 10 | HOLD - INSPECTION PENDING | 1 | CAVSN
104310001 | COLD CATHODE VACUUM SENSOR |  | 116984 | SNSPPU | TEST LAB | 2C | 2 | NO INSPECTION REQUIRED | 1 | CLDCTHSN
104310001 | COLD CATHODE VACUUM SENSOR |  | 116985 | SNSPPU | TEST LAB | 2C | 2 | NO INSPECTION REQUIRED | 1 | CLDCTHSN
104310001 | COLD CATHODE VACUUM SENSOR |  | 116986 | SNSPPU | TEST LAB | 2C | 2 | NO INSPECTION REQUIRED | 1 | CLDCTHSN
104310001 | COLD CATHODE VACUUM SENSOR |  | 116994 | SNSPPU | TEST LAB | 2C | 2 | NO INSPECTION REQUIRED | 1 | CLDCTHSN
104310001 | COLD CATHODE VACUUM SENSOR |  | 116995 | SNSPPU | TEST LAB | 2C | 2 | NO INSPECTION REQUIRED | 1 | CLDCTHSN
104310001 | COLD CATHODE VACUUM SENSOR |  | 116996 | SNSPPU | TEST LAB | 2C | 2 | NO INSPECTION REQUIRED | 1 | CLDCTHSN
104310001 | COLD CATHODE VACUUM SENSOR |  | 116997 | SNSPPU | TEST LAB | 2C | 2 | NO INSPECTION REQUIRED | 1 | CLDCTHSN
104310001 | COLD CATHODE VACUUM SENSOR |  | 116998 | SNSPPU | TEST LAB | 2C | 2 | NO INSPECTION REQUIRED | 1 | CLDCTHSN
104310001 | COLD CATHODE VACUUM SENSOR |  | 116999 | SNSPPU | TEST LAB | 2C | 2 | NO INSPECTION REQUIRED | 1 | CLDCTHSN
104310001 | COLD CATHODE VACUUM SENSOR |  | 117000 | SNSPPU | TEST LAB | 2C | 2 | NO INSPECTION REQUIRED | 1 | CLDCTHSN
104310001 | COLD CATHODE VACUUM SENSOR |  | 117001 | SNSPPU | TEST LAB | 2C | 2 | NO INSPECTION REQUIRED | 1 | CLDCTHSN
104310001 | COLD CATHODE VACUUM SENSOR |  | 117031 | SNSPPU | TEST LAB | 2C | 2 | NO INSPECTION REQUIRED | 1 | CLDCTHSN
104310001 | COLD CATHODE VACUUM SENSOR |  | 117032 | SNSPPU | TEST LAB | 2C | 2 | NO INSPECTION REQUIRED | 1 | CLDCTHSN
104310001 | COLD CATHODE VACUUM SENSOR |  | 117034 | SNSPPU | TEST LAB | 2C | 2 | NO INSPECTION REQUIRED | 1 | CLDCTHSN
104310001 | COLD CATHODE VACUUM SENSOR |  | 117036 | SNSPPU | TEST LAB | 2C | 2 | NO INSPECTION REQUIRED | 1 | CLDCTHSN
1045-6642 | O-RING 568-448 EPR 70 |  |  | L2PRD | TEST LAB | 9U | 2 | NO INSPECTION REQUIRED | 3
11140-0044 | WAVEGUIDE ASSEMBLY |  | 7 | C50R | TEST LAB | 4I2 | 9 | HOLD - NCR | 1
11140-0044 | WAVEGUIDE ASSEMBLY |  |  | SRFOPS | TEST LAB | 3L | 2 | NO INSPECTION REQUIRED | 1
11151-0002 | HOM ELBOW ASSEMBLY | B | 694 | C75 | TEST LAB | RM 1012 - CMM / RF TUNING | 10 | HOLD - INSPECTION PENDING | 1 | HOMESN
11151-0002 | HOM ELBOW ASSEMBLY | B | 695 | C75 | TEST LAB | RM 1012 - CMM / RF TUNING | 10 | HOLD - INSPECTION PENDING | 1 | HOMESN
11151-0002 | HOM ELBOW ASSEMBLY | B | 696 | C75 | TEST LAB | RM 1012 - CMM / RF TUNING | 10 | HOLD - INSPECTION PENDING | 1 | HOMESN
11151-0002 | HOM ELBOW ASSEMBLY | B | 697 | C75 | TEST LAB | RM 1012 - CMM / RF TUNING | 10 | HOLD - INSPECTION PENDING | 1 | HOMESN
11151-0002 | HOM ELBOW ASSEMBLY | B | 698 | C75 | TEST LAB | RM 1012 - CMM / RF TUNING | 10 | HOLD - INSPECTION PENDING | 1 | HOMESN
11151-0002 | HOM ELBOW ASSEMBLY | B | 699 | C75 | TEST LAB | RM 1012 - CMM / RF TUNING | 10 | HOLD - INSPECTION PENDING | 1 | HOMESN
11151-0002 | HOM ELBOW ASSEMBLY | B | 700 | C75 | TEST LAB | RM 1012 - CMM / RF TUNING | 10 | HOLD - INSPECTION PENDING | 1 | HOMESN
11151-0002 | HOM ELBOW ASSEMBLY | B | 701 | C75 | TEST LAB | RM 1012 - CMM / RF TUNING | 10 | HOLD - INSPECTION PENDING | 1 | HOMESN
11151-0002 | HOM ELBOW ASSEMBLY | B | 702 | C75 | TEST LAB | RM 1012 - CMM / RF TUNING | 10 | HOLD - INSPECTION PENDING | 1 | HOMESN
11151-0002 | HOM ELBOW ASSEMBLY | B | 703 | C75 | TEST LAB | RM 1012 - CMM / RF TUNING | 10 | HOLD - INSPECTION PENDING | 1 | HOMESN
11151-0002 | HOM ELBOW ASSEMBLY | B | 704 | C75 | TEST LAB | RM 1012 - CMM / RF TUNING | 10 | HOLD - INSPECTION PENDING | 1 | HOMESN
11151-0002 | HOM ELBOW ASSEMBLY | B | 705 | C75 | TEST LAB | RM 1012 - CMM / RF TUNING | 10 | HOLD - INSPECTION PENDING | 1 | HOMESN
11151-0002 | HOM ELBOW ASSEMBLY | B | 706 | C75 | TEST LAB | RM 1012 - CMM / RF TUNING | 10 | HOLD - INSPECTION PENDING | 1 | HOMESN
11151-0002 | HOM ELBOW ASSEMBLY | B | 707 | C75 | TEST LAB | RM 1012 - CMM / RF TUNING | 10 | HOLD - INSPECTION PENDING | 1 | HOMESN
11151-0002 | HOM ELBOW ASSEMBLY | B | 708 | C75 | TEST LAB | RM 1012 - CMM / RF TUNING | 10 | HOLD - INSPECTION PENDING | 1 | HOMESN
11151-0002 | HOM ELBOW ASSEMBLY | B | 709 | C75 | TEST LAB | RM 1012 - CMM / RF TUNING | 10 | HOLD - INSPECTION PENDING | 1 | HOMESN
11151-0002 | HOM ELBOW ASSEMBLY |  | HOME020 | C100 | TEST LAB | 4I | 10 | HOLD - INSPECTION PENDING | 1 | HOMESN
11151-0002 | HOM ELBOW ASSEMBLY |  | HOME026 | C100 | TEST LAB | CHEMISTRY | 10 | HOLD - INSPECTION PENDING | 1 | HOMESN
11151-0002 | HOM ELBOW ASSEMBLY |  | HOME043 | C100 | TEST LAB | 4I | 10 | HOLD - INSPECTION PENDING | 1 | HOMESN
11151-0002 | HOM ELBOW ASSEMBLY |  | HOME044 | C100 | TEST LAB | RM 1012 - CMM / RF TUNING | 10 | HOLD - INSPECTION PENDING | 1 | HOMESN
11151-0002 | HOM ELBOW ASSEMBLY |  | HOME059 | C100 | TEST LAB | CHEMISTRY | 10 | HOLD - INSPECTION PENDING | 1 | HOMESN
11151-0002 | HOM ELBOW ASSEMBLY |  | HOME077 | C100 | TEST LAB | 4I | 10 | HOLD - INSPECTION PENDING | 1 | HOMESN
11151-0219 | END DISH AND BELLOWS ASSEMBLY |  | ED022 | C50R | TEST LAB | 4J | 9 | HOLD - NCR | 1 | ENDDSN
11151-0219 | END DISH AND BELLOWS ASSEMBLY |  | ED024 | C50R | TEST LAB | 4J | 9 | HOLD - NCR | 1 | ENDDSN
11151-0219 | END DISH AND BELLOWS ASSEMBLY |  | ED036 | C50R | TEST LAB | 4J | 9 | HOLD - NCR | 1 | ENDDSN
115110-1011 | BEAMLINE FLANGE GASKET |  |  | C100 | TEST LAB | 1J2 | 2 | NO INSPECTION REQUIRED | 151
115120-1005 | WAVEGUIDE ASSY |  | F018219/15 | F100 | TEST LAB | 2G | 10 | HOLD - INSPECTION PENDING | 1 | WGDSN
115120-1005 | WAVEGUIDE ASSY |  | F018219/A-13 | F100 | TEST LAB | 2G | 10 | HOLD - INSPECTION PENDING | 1 | WGDSN
115120-1005 | WAVEGUIDE ASSY |  | F018219/A-15 | F100 | TEST LAB | 2G | 10 | HOLD - INSPECTION PENDING | 1 | WGDSN
115120-1005 | WAVEGUIDE ASSY |  | F018219/A-5 | F100 | TEST LAB | 2G | 10 | HOLD - INSPECTION PENDING | 1 | WGDSN
115120-1005 | WAVEGUIDE ASSY |  | F018219/A-6 | F100 | TEST LAB | 2G | 10 | HOLD - INSPECTION PENDING | 1 | WGDSN
115120-1005 | WAVEGUIDE ASSY |  | F018219/A-8 | F100 | TEST LAB | 2G | 10 | HOLD - INSPECTION PENDING | 1 | WGDSN
115120-1005 | WAVEGUIDE ASSY |  | F018219/A16 | F100 | TEST LAB | 2G | 10 | HOLD - INSPECTION PENDING | 1 | WGDSN
115120-1005 | WAVEGUIDE ASSY |  | F018219/A7 | F100 | TEST LAB | 2G | 10 | HOLD - INSPECTION PENDING | 1 | WGDSN
115130-1029 | HOM FIELD PROBE FLANGE GASKET |  |  | C100 | TEST LAB | 1J | 2 | NO INSPECTION REQUIRED | 234
115130-1032 | FEEDTHRU - HOM - ASSEMBLY |  | F100HOM16 | F100 | TEST LAB | RM 1012 - CMM / RF TUNING | 10 | HOLD - INSPECTION PENDING | 1 | HMFTSN
115130-1038 | HOM NUT PLATE DETAIL |  |  | C100R | TEST LAB | 1J | 2 | NO INSPECTION REQUIRED | 82
115150-1001 | SUPPLY SIDE BEAMPIPE WELDMENT |  |  | FEL | TEST LAB | RM 1012 - CMM / RF TUNING | 10 | HOLD - INSPECTION PENDING | 1
115150-1002 | RETURN SIDE BEAMPIPE WELDMENT |  |  | FEL | TEST LAB | RM 1012 - CMM / RF TUNING | 10 | HOLD - INSPECTION PENDING | 1
115300-1159 | MAG SHIELD LOWER FRONT SECT I |  | 1 | F100 | TEST LAB | 4H | 7 | REJECTED | 1
115300-1160 | MAG SHIELD LOWER FRONT SECT II |  | 1 | F100 | TEST LAB | 4H | 7 | REJECTED | 1
115300-1161 | MAG SHIELD LOWER FRONT SECT III |  | 1 | F100 | TEST LAB | 4H | 7 | REJECTED | 1
115300-1162 | MAG SHIELD UPPER FRONT SECT I |  | 1 | F100 | TEST LAB | 4H | 7 | REJECTED | 1
115300-1163 | MAG SHIELD UPPER FRONT SECT II |  | 1 | F100 | TEST LAB | 4H | 7 | REJECTED | 1
115300-1164 | MAG SHIELD UPPER FRONT SECT III |  | 1 | F100 | TEST LAB | 4H | 7 | REJECTED | 1
115310-1178 | MAG SHIELD ADAPTER REAR SECT I |  | 1 | F100 | TEST LAB | 4H | 7 | REJECTED | 1
115310-1179 | MAG SHIELD ADAPTER REAR SECT II |  | 1 | F100 | TEST LAB | 4H | 7 | REJECTED | 1
115310-1181 | END CAN MS ADAPTER FRONT SECT I |  | 1 | F100 | TEST LAB | 4H | 7 | REJECTED | 1
115310-1182 | ENDCAN MS ADAPTER FRONT SECT II |  | 1 | F100 | TEST LAB | 4H | 7 | REJECTED | 1
115400-1004 | CRYOCAVITY WELDMENT ASSEMBLY | ~ | EP-002 | P1 | TEST LAB | RM 1012 - CMM / RF TUNING | 10 | HOLD - INSPECTION PENDING | 1 | CAVSN
115400-1004 | CRYOCAVITY WELDMENT ASSEMBLY | ~ | EP-003 | P1 | TEST LAB | RM 1012 - CMM / RF TUNING | 10 | HOLD - INSPECTION PENDING | 1 | CAVSN
115400-1004 | CRYOCAVITY WELDMENT ASSEMBLY | ~ | JL-003 | P1 | TEST LAB | RM 1012 - CMM / RF TUNING | 10 | HOLD - INSPECTION PENDING | 1 | CAVSN
115400-1004 | CRYOCAVITY WELDMENT ASSEMBLY | ~ | JL-004 | P1 | TEST LAB | RM 1012 - CMM / RF TUNING | 10 | HOLD - INSPECTION PENDING | 1 | CAVSN
115400-1004 | CRYOCAVITY WELDMENT ASSEMBLY | ~ | JL-005 | P1 | TEST LAB | RM 1012 - CMM / RF TUNING | 10 | HOLD - INSPECTION PENDING | 1 | CAVSN
115400-1004 | CRYOCAVITY WELDMENT ASSEMBLY | ~ | JL-006 | P1 | TEST LAB | RM 1012 - CMM / RF TUNING | 10 | HOLD - INSPECTION PENDING | 1 | CAVSN
115400-1004 | CRYOCAVITY WELDMENT ASSEMBLY | ~ | JL-007 | P1 | TEST LAB | RM 1012 - CMM / RF TUNING | 10 | HOLD - INSPECTION PENDING | 1 | CAVSN
115400-1004 | CRYOCAVITY WELDMENT ASSEMBLY | ~ | JL-008 | P1 | TEST LAB | RM 1012 - CMM / RF TUNING | 10 | HOLD - INSPECTION PENDING | 1 | CAVSN
115400-1004 | CRYOCAVITY WELDMENT ASSEMBLY | ~ | JL-009 | P1 | TEST LAB | RM 1012 - CMM / RF TUNING | 10 | HOLD - INSPECTION PENDING | 1 | CAVSN
115410-1028 | UPPER BELLOW ASSY |  | 2 | SPX0 | TEST LAB | 2 | 2 | NO INSPECTION REQUIRED | 1
115410-1034 | LOWER BELLOW-WELDMENT ASSY |  | 1 | SPX0 | TEST LAB | 2 | 2 | NO INSPECTION REQUIRED | 1
115410-1047 | UPPER COMPRESS SHAFT SPLIT ASSY |  | 2 | SPX0 | TEST LAB | 2 | 2 | NO INSPECTION REQUIRED | 1
115410-1057 | RH LIMIT SWITCH BLOCK DETAIL |  |  | C100 | TEST LAB | 1F2 | 2 | NO INSPECTION REQUIRED | 1
115410-1076 | NON-VACUUM TUNER ASSEMBLY |  | 3 | C100 | TEST LAB | 1H | 3 | PASSED INSPECTION | 1 | TUNWSN
115500-1013 | AL TOP HAT WELDMENT-DOUBLE |  | UNK | F100 | TEST LAB | 1A | 10 | HOLD - INSPECTION PENDING | 1 | THTDSN
115500-1020 | AL TOP HAT WELDMENT-SINGLE |  | 2 | F100 | TEST LAB | 1A | 10 | HOLD - INSPECTION PENDING | 1 | THTSSN
115500-1020 | AL TOP HAT WELDMENT-SINGLE |  | 5 | F100 | TEST LAB | 1A | 10 | HOLD - INSPECTION PENDING | 1 | THTSSN
115500-1020 | AL TOP HAT WELDMENT-SINGLE |  | 6 | F100 | TEST LAB | 1A | 10 | HOLD - INSPECTION PENDING | 1 | THTSSN
115500-1020 | AL TOP HAT WELDMENT-SINGLE |  | 8 | F100 | TEST LAB | 1A | 10 | HOLD - INSPECTION PENDING | 1 | THTSSN
115500-1020 | AL TOP HAT WELDMENT-SINGLE |  | 10 | F100 | TEST LAB | 1A | 10 | HOLD - INSPECTION PENDING | 1 | THTSSN
115500-1020 | AL TOP HAT WELDMENT-SINGLE |  | UNK | F100 | TEST LAB | 1A | 10 | HOLD - INSPECTION PENDING | 1 | THTSSN
115600-0011 | ION PUMP SUPPORT - DETAIL |  |  | C100 | TEST LAB | 2J1 | 2 | NO INSPECTION REQUIRED | 1
115600-1020 | RETURN HEAD SUPPORT BRACKET - DETAIL |  |  | QCM | TEST LAB | 1F2 | 2 | NO INSPECTION REQUIRED | 3
115610-1003 | He SUPPLY CLAMP ASSY |  |  | QCM | TEST LAB | 1F2 | 2 | NO INSPECTION REQUIRED | 2
115610-1005 | HE SUPPLY BELLOWS |  |  | QCM | TEST LAB | 1F2 | 2 | NO INSPECTION REQUIRED | 2
115650-1086 | TOPHAT-SINGLE MAG SHIELD DET |  | 1 | F100 | TEST LAB | 4H | 7 | REJECTED | 6
115650-1087 | TOPHAT-DOUBLE MAG SHIELD DET |  | 1 | F100 | TEST LAB | 4H | 7 | REJECTED | 1
115650-1121 | TOPHAT SINGLE MAG SHLD SLEEVE |  |  | F100 | TEST LAB | CRYO ASSEMBLY | 10 | HOLD - INSPECTION PENDING | 1
115800-1010 | DBL WINDOW WAVEGUIDE SPOOL-RIGHT |  | R02 | F100 | TEST LAB | 3J | 4 | USE AS IS | 1 | GVWGSN
115800-1011 | DBL WINDOW WAVEGUIDE SPOOL-LEFT |  | L01 | F100 | TEST LAB | 3I | 5 | MODIFY | 1 | GVWGSN
115800-1012 | 30 DEG W/2.75 CF - 1.50 IN TUBE |  |  | F100 | TEST LAB | 1H | 2 | NO INSPECTION REQUIRED | 1
115800-1024 | WAVEGUIDE SUPPORT KIT SINGLE | ~ |  | SRFOPS | TEST LAB | 1D3 | 2 | NO INSPECTION REQUIRED | 5
115800-1025 | WAVEGUIDE SUPPORT KIT DOUBLE | ~ |  | SRFOPS | TEST LAB | 1D3 | 2 | NO INSPECTION REQUIRED | 1
115800-1101 | BRACKET SUPPORT |  |  | F100 | TEST LAB | 2F2 | 2 | NO INSPECTION REQUIRED | 1
13085-01-CF | 8 PIN DOUBLE ENDED FEED THRU MINI CONFLAT |  | 23 | C100 | TEST LAB | 1J | 3 | PASSED INSPECTION | 1 | ELFTSN
1319G4-BK | HEAVY DUTY POWER CONNECTORS PP120 #4 AWG CONTACT |  |  | L2PRO | TEST LAB | 2K | 2 | NO INSPECTION REQUIRED | 500
2-364-N0674-70 | O-RING 6.75 ID X 7.13 OD X .188 CS NOM |  |  | C100 | TEST LAB | 1K | 2 | NO INSPECTION REQUIRED | 31
220005 | 10KV REPLACEMENT N TYPE |  |  | C100 | TEST LAB | 2C | 2 | NO INSPECTION REQUIRED | 3
22661-0470-AL | SPLIT FACET PLATE - DETAIL |  |  | C100 | TEST LAB | RM 1012 - CMM / RF TUNING | 2 | NO INSPECTION REQUIRED | 14
22661-C-0463 | RADIAL WEDGE FLANGE CLAMP |  |  | C100 | TEST LAB | 2B | 2 | NO INSPECTION REQUIRED | 21
25S-DIX-2D-OP-N-N | 25S TITAN ION PUMP |  | 303869801 | C75 | TEST LAB | 5 | 10 | HOLD - INSPECTION PENDING | 1 | IP25SDXSN
25S-DIX-2D-OP-N-N | 25S TITAN ION PUMP |  | 303869802 | C75 | TEST LAB | 5 | 10 | HOLD - INSPECTION PENDING | 1 | IP25SDXSN
25S-DIX-2D-OP-N-N | 25S TITAN ION PUMP |  | 304090301 | C100R | TEST LAB | 5 | 10 | HOLD - INSPECTION PENDING | 1 | IP25SDXSN
25S-DIX-2D-OP-N-N | 25S TITAN ION PUMP |  | 304090302 | C100R | TEST LAB | 5 | 10 | HOLD - INSPECTION PENDING | 1 | IP25SDXSN
25S-DIX-2D-OP-N-N | 25S TITAN ION PUMP |  | 304090303 | C100R | TEST LAB | 5 | 10 | HOLD - INSPECTION PENDING | 1 | IP25SDXSN
25S-DIX-4D-OP-N-N | 25 L/S ION PUMP | ~ | 304741801 | SRFOPS | TEST LAB | FLOOR - NB CAGE | 2 | NO INSPECTION REQUIRED | 1 | IP254DSN
25S-DIX-4D-OP-N-N | 25 L/S ION PUMP | ~ | 304741802 | SRFOPS | TEST LAB | FLOOR - NB CAGE | 2 | NO INSPECTION REQUIRED | 1 | IP254DSN
25S-DIX-4D-OP-N-N | 25 L/S ION PUMP | ~ | 304745801 | C75 | TEST LAB | FLOOR - NB CAGE | 2 | NO INSPECTION REQUIRED | 1 | IP254DSN
25S-DIX-4D-OP-N-N | 25 L/S ION PUMP | ~ | 304745802 | C75 | TEST LAB | FLOOR - NB CAGE | 2 | NO INSPECTION REQUIRED | 1 | IP254DSN
25S-DIX-4D-OP-N-N | 25 L/S ION PUMP | ~ | 304745803 | C75 | TEST LAB | FLOOR - NB CAGE | 2 | NO INSPECTION REQUIRED | 1 | IP254DSN
25S-DIX-4D-OP-N-N | 25 L/S ION PUMP | ~ | 304749901 | SRFOPS | TEST LAB | FLOOR - NB CAGE | 2 | NO INSPECTION REQUIRED | 1 | IP254DSN
25S-DIX-4D-OP-N-N | 25 L/S ION PUMP | ~ | 304749902 | SRFOPS | TEST LAB | FLOOR - NB CAGE | 2 | NO INSPECTION REQUIRED | 1 | IP254DSN
25S-DIX-4D-OP-N-N | 25 L/S ION PUMP | ~ | 304749903 | SRFOPS | TEST LAB | FLOOR - NB CAGE | 2 | NO INSPECTION REQUIRED | 1 | IP254DSN
25S-DIX-4D-OP-N-N | 25 L/S ION PUMP | ~ | 304749904 | SRFOPS | TEST LAB | FLOOR - NB CAGE | 2 | NO INSPECTION REQUIRED | 1 | IP254DSN
25S-DIX-4D-OP-N-N | 25 L/S ION PUMP | ~ | 304753601 | SRFOPS | TEST LAB | FLOOR - NB CAGE | 2 | NO INSPECTION REQUIRED | 1 | IP254DSN
25S-DIX-4D-OP-N-N | 25 L/S ION PUMP | ~ | 304824501 | SRFOPS | TEST LAB | FLOOR - NB CAGE | 2 | NO INSPECTION REQUIRED | 1 | IP254DSN
275316 | CONVECTRON GAUGE NW40 |  | 19I5049 | SNSPPU | TEST LAB | 3 | 2 | NO INSPECTION REQUIRED | 1 | CNVTRNSN
275316 | CONVECTRON GAUGE NW40 |  | 19K5123 | SNSPPU | TEST LAB | 3 | 2 | NO INSPECTION REQUIRED | 1 | CNVTRNSN
275316 | CONVECTRON GAUGE NW40 |  | 19K5124 | SNSPPU | TEST LAB | 3 | 2 | NO INSPECTION REQUIRED | 1 | CNVTRNSN
275316 | CONVECTRON GAUGE NW40 |  | 19L5038 | SNSPPU | TEST LAB | 3 | 2 | NO INSPECTION REQUIRED | 1 | CNVTRNSN
275316 | CONVECTRON GAUGE NW40 |  | 19L5040 | SNSPPU | TEST LAB | 3 | 2 | NO INSPECTION REQUIRED | 1 | CNVTRNSN
275316 | CONVECTRON GAUGE NW40 |  | 19L5041 | SNSPPU | TEST LAB | 3 | 2 | NO INSPECTION REQUIRED | 1 | CNVTRNSN
275316 | CONVECTRON GAUGE NW40 |  | 19L5042 | SNSPPU | TEST LAB | 3 | 2 | NO INSPECTION REQUIRED | 1 | CNVTRNSN
275316 | CONVECTRON GAUGE NW40 |  | 19L5043 | SNSPPU | TEST LAB | 3 | 2 | NO INSPECTION REQUIRED | 1 | CNVTRNSN
3/8 - 16 X 3/4 HHCS 316SS | 3/8 - 16 X 3/4 HHCS 316SS |  |  | L2PRD | TEST LAB | 2K | 2 | NO INSPECTION REQUIRED | 1150
3/8 18.8SS | 3/8 18.8 SS FLAT WASHER |  |  | C100 | TEST LAB | BIN 179 | 2 | NO INSPECTION REQUIRED | 10
3/8 18.8SS LW | 3/8 18.8 SS LOCKWASHER |  |  | C100 | TEST LAB | BIN 179 | 2 | NO INSPECTION REQUIRED | 20
3/8 X 1/4 FENDER | 3/8 FENDER WASHER 1/4 THICK |  |  | QCM | TEST LAB | 10U | 2 | NO INSPECTION REQUIRED | 20
341081 | FPC WARM PART |  | CPI-LWP-025 | L2PRD | TEST LAB | WARM COUPLER STORAGE | 10 | HOLD - INSPECTION PENDING | 1 | FPCWSN
341082 | FPC COLD PART |  | CPI-LCP-014 | L2PRD | TEST LAB | CHEMISTRY | 10 | HOLD - INSPECTION PENDING | 1 | FPCCSN
341082 | FPC COLD PART |  | CPI-LCP-016 | L2PRD | TEST LAB | CHEMISTRY | 10 | HOLD - INSPECTION PENDING | 1 | FPCCSN
341082 | FPC COLD PART |  | CPI-LCP-071 | L2PRD | TEST LAB | CHEMISTRY | 10 | HOLD - INSPECTION PENDING | 1 | FPCCSN
341082 | FPC COLD PART |  | CPI-LCP-081 | L2PRD | TEST LAB | CLEANROOM | 10 | HOLD - INSPECTION PENDING | 1 | FPCCSN
341082 | FPC COLD PART |  | CPI-LCP-087 | L2PRD | TEST LAB | CHEMISTRY | 10 | HOLD - INSPECTION PENDING | 1 | FPCCSN
341082 | FPC COLD PART |  | CPI-LCP-107 | L2PRD | TEST LAB | CHEMISTRY | 10 | HOLD - INSPECTION PENDING | 1 | FPCCSN
341082 | FPC COLD PART |  | CPI-LCP-108 | L2PRD | TEST LAB | CHEMISTRY | 10 | HOLD - INSPECTION PENDING | 1 | FPCCSN
341082 | FPC COLD PART |  | CPI-LCP-125 | L2PRD | TEST LAB | CHEMISTRY | 10 | HOLD - INSPECTION PENDING | 1 | FPCCSN
341082 | FPC COLD PART |  | CPI-LCP-130 | L2PRD | TEST LAB | CHEMISTRY | 10 | HOLD - INSPECTION PENDING | 1 | FPCCSN
341082 | FPC COLD PART |  | CPI-LCP-131 | L2PRD | TEST LAB | CHEMISTRY | 10 | HOLD - INSPECTION PENDING | 1 | FPCCSN
379733 | FUNDAMENTAL POWER COUPLER PAIR |  | CPI-LPA-11RA | L2PRD | TEST LAB | RM 2131 - FLOOR | 10 | HOLD - INSPECTION PENDING | 1 | FPCSN
379733 | FUNDAMENTAL POWER COUPLER PAIR |  | CPI-LPA-11RB | L2PRD | TEST LAB | RM 2131 - FLOOR | 10 | HOLD - INSPECTION PENDING | 1 | FPCSN
379733 | FUNDAMENTAL POWER COUPLER PAIR |  | CPI-LPA-11RC | L2PRD | TEST LAB | RM 2131 - FLOOR | 10 | HOLD - INSPECTION PENDING | 1 | FPCSN
379733 | FUNDAMENTAL POWER COUPLER PAIR |  | CPI-LPA-11RD | L2PRD | TEST LAB | RM 2131 - FLOOR | 10 | HOLD - INSPECTION PENDING | 1 | FPCSN
379733 | FUNDAMENTAL POWER COUPLER PAIR |  | CPI-LPA-9RA | L2PRD | TEST LAB | CHEMISTRY | 10 | HOLD - INSPECTION PENDING | 1 | FPCSN
379733 | FUNDAMENTAL POWER COUPLER PAIR |  | CPI-LPA-9RB | L2PRD | TEST LAB | CHEMISTRY | 10 | HOLD - INSPECTION PENDING | 1 | FPCSN
379733 | FUNDAMENTAL POWER COUPLER PAIR |  | CPI-LPA-9RC | L2PRD | TEST LAB | CHEMISTRY | 10 | HOLD - INSPECTION PENDING | 1 | FPCSN
379733 | FUNDAMENTAL POWER COUPLER PAIR |  | CPI-LPA-9RD | L2PRD | TEST LAB | CHEMISTRY | 10 | HOLD - INSPECTION PENDING | 1 | FPCSN
4 05 5427/B.004 | BEAM LINE ABSORBER CERAMIC |  | 2-10 | L2PRD | TEST LAB | 3A | 10 | HOLD - INSPECTION PENDING | 1 | BLACRMSN
4021565/A.001 | CAVITY GASKET NW08 |  |  | L2PRD | TEST LAB | 9K | 2 | NO INSPECTION REQUIRED | 26
42MM OD X 32MM LG 316LN ROD | 42MM OD X 32MM LG 316LN (1.4429 ESU) ROD | ~ |  | SRFOPS | TEST LAB | 1F2 | 2 | NO INSPECTION REQUIRED | 4
45S-DI-2D-SC-N-N | 45S-2D ION PUMP |  | 303313701 | L2PRD | TEST LAB | FLOOR - NB CAGE | 2 | NO INSPECTION REQUIRED | 1 | IP45S2DSN
45S-DI-2D-SC-N-N | 45S-2D ION PUMP |  | 303313702 | L2PRD | TEST LAB | FLOOR - NB CAGE | 2 | NO INSPECTION REQUIRED | 1 | IP45S2DSN
45S-DI-2D-SC-N-N | 45S-2D ION PUMP | 0 | 304741701 | SRFOPS | TEST LAB | RM 2131 - FLOOR | 2 | NO INSPECTION REQUIRED | 1 | IP45S2DSN
45S-DI-2D-SC-N-N | 45S-2D ION PUMP | 0 | 304741702 | SRFOPS | TEST LAB | RM 2131 - FLOOR | 2 | NO INSPECTION REQUIRED | 1 | IP45S2DSN
45S-DI-2D-SC-N-N | 45S-2D ION PUMP | 0 | 304741703 | SRFOPS | TEST LAB | RM 2131 - FLOOR | 2 | NO INSPECTION REQUIRED | 1 | IP45S2DSN
45S-DI-2D-SC-N-N | 45S-2D ION PUMP | 0 | 304741704 | SRFOPS | TEST LAB | RM 2131 - FLOOR | 2 | NO INSPECTION REQUIRED | 1 | IP45S2DSN
45S-DI-2D-SC-N-N | 45S-2D ION PUMP | 0 | 304741705 | SRFOPS | TEST LAB | RM 2131 - FLOOR | 2 | NO INSPECTION REQUIRED | 1 | IP45S2DSN
45S-DI-2D-SC-N-N | 45S-2D ION PUMP | 0 | 304741706 | SRFOPS | TEST LAB | RM 2131 - FLOOR | 2 | NO INSPECTION REQUIRED | 1 | IP45S2DSN
45S-DI-2D-SC-N-N | 45S-2D ION PUMP | 0 | 304741707 | SRFOPS | TEST LAB | RM 2131 - FLOOR | 2 | NO INSPECTION REQUIRED | 1 | IP45S2DSN
45S-DI-2D-SC-N-N | 45S-2D ION PUMP | 0 | 304741708 | SRFOPS | TEST LAB | RM 2131 - FLOOR | 2 | NO INSPECTION REQUIRED | 1 | IP45S2DSN
45S-DI-2D-SC-N-N | 45S-2D ION PUMP | 0 | 304742202 | SRFOPS | TEST LAB | RM 2131 - FLOOR | 2 | NO INSPECTION REQUIRED | 1 | IP45S2DSN
45S-DI-2D-SC-N-N | 45S-2D ION PUMP | 0 | 304742203 | SRFOPS | TEST LAB | RM 2131 - FLOOR | 2 | NO INSPECTION REQUIRED | 1 | IP45S2DSN
45S-DI-2D-SC-N-N | 45S-2D ION PUMP | 0 | 304742204 | SRFOPS | TEST LAB | RM 2131 - FLOOR | 2 | NO INSPECTION REQUIRED | 1 | IP45S2DSN
45S-DI-2D-SC-N-N | 45S-2D ION PUMP | 0 | 304742205 | SRFOPS | TEST LAB | RM 2131 - FLOOR | 2 | NO INSPECTION REQUIRED | 1 | IP45S2DSN
45S-DI-2D-SC-N-N | 45S-2D ION PUMP | 0 | 304742206 | SRFOPS | TEST LAB | RM 2131 - FLOOR | 2 | NO INSPECTION REQUIRED | 1 | IP45S2DSN
45S-DI-2D-SC-N-N | 45S-2D ION PUMP | 0 | 304742207 | SRFOPS | TEST LAB | RM 2131 - FLOOR | 2 | NO INSPECTION REQUIRED | 1 | IP45S2DSN
45S-DI-2D-SC-N-N | 45S-2D ION PUMP | 0 | 304742208 | SRFOPS | TEST LAB | RM 2131 - FLOOR | 2 | NO INSPECTION REQUIRED | 1 | IP45S2DSN
45S-DI-2D-SC-N-N | 45S-2D ION PUMP | 0 | 304810101 | SRFOPS | TEST LAB | RM 2131 - FLOOR | 2 | NO INSPECTION REQUIRED | 1 | IP45S2DSN
45S-DI-4D-OP-N-N | 35 L/S ION PUMP |  | 302247401 | CEBAF | TEST LAB | 6H | 2 | NO INSPECTION REQUIRED | 1 | IP45S4DSN
45S-DI-4D-SC-N-N | 45S-4D ION PUMP |  | 304095101 | C100R | TEST LAB | 3 | 2 | NO INSPECTION REQUIRED | 1 | IP45S4DSN
45S-DI-4D-SC-N-N | 45S-4D ION PUMP |  | 304095102 | C100R | TEST LAB | 3 | 2 | NO INSPECTION REQUIRED | 1 | IP45S4DSN
45S-DI-4D-SC-N-N | 45S-4D ION PUMP |  | 304095103 | C100R | TEST LAB | 3 | 2 | NO INSPECTION REQUIRED | 1 | IP45S4DSN
472XX-UE0X-AFS1 | VAT ALL METAL GATE VALVE |  | 1 | C100 | TEST LAB | 2J | 2 | NO INSPECTION REQUIRED | 1
472XX-UE0X-AFS1 | VAT ALL METAL GATE VALVE |  | 2 | C100 | TEST LAB | 2J | 2 | NO INSPECTION REQUIRED | 1
472XX-XE01-ACP2 | ALL METAL GATE VALVE |  | 1 | SRFOPS | TEST LAB | 3H | 2 | NO INSPECTION REQUIRED | 1 | AMGVSN
472XX-XE01-ACP2 | ALL METAL GATE VALVE |  | 2 | SRFOPS | TEST LAB | 3H | 2 | NO INSPECTION REQUIRED | 1 | AMGVSN
472XX-XE0X-ALA1 | RF ALL-METAL GATE VALVE DN SPECIAL |  | 30 | L2PRD | TEST LAB | 2 | 10 | HOLD - INSPECTION PENDING | 1 | AMGVSN
472XX-XE0X-ALA1 | RF ALL-METAL GATE VALVE DN SPECIAL |  | 36 | L2PRD | TEST LAB | 2 | 10 | HOLD - INSPECTION PENDING | 1 | AMGVSN
48236-CE01 | DN 63 ALL METAL GATE VALVE |  | 207 | C75 | TEST LAB | 3L | 2 | NO INSPECTION REQUIRED | 1 | AMGVSN
48236-CE01 | DN 63 ALL METAL GATE VALVE |  | 208 | C75 | TEST LAB | 3L | 2 | NO INSPECTION REQUIRED | 1 | AMGVSN
48236-CE01 | DN 63 ALL METAL GATE VALVE |  | 212 | SRFOPS | TEST LAB | 3L | 2 | NO INSPECTION REQUIRED | 1 | AMGVSN
48236-CE01 | DN 63 ALL METAL GATE VALVE |  | 214 | SRFOPS | TEST LAB | 3L | 2 | NO INSPECTION REQUIRED | 1 | AMGVSN
48236-CE01 | DN 63 ALL METAL GATE VALVE | 0 | 235 | SRFOPS | TEST LAB | 1H | 2 | NO INSPECTION REQUIRED | 1 | AMGVSN
482XX-XE01-AUR1 | ALL METAL GATE VALVE DN SPECIAL | ~ | 1 | SNSPPU | TEST LAB | 2H | 10 | HOLD - INSPECTION PENDING | 1 | AMGVSN
482XX-XE01-AUR1 | ALL METAL GATE VALVE DN SPECIAL | ~ | 2 | SNSPPU | TEST LAB | 2H | 10 | HOLD - INSPECTION PENDING | 1 | AMGVSN
482XX-XE01-AUR1 | ALL METAL GATE VALVE DN SPECIAL | ~ | 3 | SNSPPU | TEST LAB | 2H | 10 | HOLD - INSPECTION PENDING | 1 | AMGVSN
482XX-XE01-AUR1 | ALL METAL GATE VALVE DN SPECIAL | ~ | 4 | SNSPPU | TEST LAB | 2H | 10 | HOLD - INSPECTION PENDING | 1 | AMGVSN
482XX-XE01-AUR1 | ALL METAL GATE VALVE DN SPECIAL | ~ | 5 | SNSPPU | TEST LAB | 2H | 10 | HOLD - INSPECTION PENDING | 1 | AMGVSN
482XX-XE01-AUR1 | ALL METAL GATE VALVE DN SPECIAL | ~ | 6 | SNSPPU | TEST LAB | 2H | 10 | HOLD - INSPECTION PENDING | 1 | AMGVSN
482XX-XE01-AUR1 | ALL METAL GATE VALVE DN SPECIAL | ~ | 7 | SNSPPU | TEST LAB | 2H | 10 | HOLD - INSPECTION PENDING | 1 | AMGVSN
482XX-XE01-AUR1 | ALL METAL GATE VALVE DN SPECIAL | ~ | 8 | SNSPPU | TEST LAB | 2L | 10 | HOLD - INSPECTION PENDING | 1 | AMGVSN
482XX-XE01-AUR1 | ALL METAL GATE VALVE DN SPECIAL | ~ | 9 | SNSPPU | TEST LAB | 2L | 10 | HOLD - INSPECTION PENDING | 1 | AMGVSN
482XX-XE01-AUR1 | ALL METAL GATE VALVE DN SPECIAL | ~ | 10 | SNSPPU | TEST LAB | 2L | 10 | HOLD - INSPECTION PENDING | 1 | AMGVSN
482XX-XE01-AUR1 | ALL METAL GATE VALVE DN SPECIAL | ~ | 11 | SNSPPU | TEST LAB | 2L | 10 | HOLD - INSPECTION PENDING | 1 | AMGVSN
482XX-XE01-AUR1 | ALL METAL GATE VALVE DN SPECIAL | ~ | 12 | SNSPPU | TEST LAB | 2L | 10 | HOLD - INSPECTION PENDING | 1 | AMGVSN
482XX-XE01-AUR1 | ALL METAL GATE VALVE DN SPECIAL | ~ | 13 | SNSPPU | TEST LAB | 2L | 10 | HOLD - INSPECTION PENDING | 1 | AMGVSN
482XX-XE01-AUR1 | ALL METAL GATE VALVE DN SPECIAL | ~ | 15 | SNSPPU | TEST LAB | 2H | 10 | HOLD - INSPECTION PENDING | 1 | AMGVSN
482XX-XE01-AUR1 | ALL METAL GATE VALVE DN SPECIAL | ~ | 16 | SNSPPU | TEST LAB | 2H | 10 | HOLD - INSPECTION PENDING | 1 | AMGVSN
4H0460 | CAPACITOR CF 35 WP | ~ | 647598596 | SRFOPS | TEST LAB | 2L | 2 | NO INSPECTION REQUIRED | 1
4H0460 | CAPACITOR CF 35 WP | ~ | 647598597 | SRFOPS | TEST LAB | 2L | 2 | NO INSPECTION REQUIRED | 1
4H0495 | C 200 HV | ~ | 647430927 | SRFOPS | TEST LAB | 2L | 2 | NO INSPECTION REQUIRED | 1
4H0495 | C 200 HV | ~ | 647490426 | SRFOPS | TEST LAB | 2L | 2 | NO INSPECTION REQUIRED | 1
5 OD X 1/8 316 SS TUBE | 5 OD X 1/8 316 SS TUBE |  |  | SPX0 | TEST LAB | 2 | 3 | PASSED INSPECTION | 1
5/16 - 24 HEX NUT SB | 5/16 - 24 HEX NUT SILICON BRONZE |  |  | C100R | TEST LAB | 1F2 | 2 | NO INSPECTION REQUIRED | 781
5/16 - 24 X 1-1/4 12PT SP | 5/16 - 24 x 1 1/4 12 POINT 316L BOLT SILVER PLATED |  |  | C100 | TEST LAB | 1F2 | 2 | NO INSPECTION REQUIRED | 50
5/16 - 24 X 1-1/4 12PT SP | 5/16 - 24 x 1 1/4 12 POINT 316L BOLT SILVER PLATED |  |  | C100 | TEST LAB | 1J2 | 2 | NO INSPECTION REQUIRED | 1414
5/16 - 24 X 1-1/4 SHCS SP | 5/16 - 24 X 1-1/4 SHCS SP |  |  | C100 | TEST LAB | 1J2 | 2 | NO INSPECTION REQUIRED | 112
5/16 - 24 X 1/4 316 SS | 5/16 - 24 X 1 1/4 316SS 12-POINT BOLT |  |  | C100 | TEST LAB | 1J2 | 2 | NO INSPECTION REQUIRED | 450
5/16 - 24 X 2-1/2 12P 286 | 5/16 - 24 X 2-1/2 12PT A286 |  |  | C100 | TEST LAB | 1L | 2 | NO INSPECTION REQUIRED | 1434
5/16 - 24 X 2-1/2 12PT A286 AMS | 5/16 - 24 X 2-1/2 12PT A286 AMS5737 |  |  | C100R | TEST LAB | 1F2 | 2 | NO INSPECTION REQUIRED | 40
5/16 - 24 X 2-1/4 12PT A286 | 5/16 - 24 X 2-1/4 12PT A286 |  |  | C100 | TEST LAB | 5H | 2 | NO INSPECTION REQUIRED | 1383
5/16 316SS | 5/16 316 SST WASHER |  |  | C100 | TEST LAB | 1K | 2 | NO INSPECTION REQUIRED | 188
5/16 X .562OD WASHER 316L EP | 5/16 X .562OD FLAT WASHER 316L EP |  |  | C100R | TEST LAB | 1F2 | 2 | NO INSPECTION REQUIRED | 630
5/16 X 5/8 OD WASHER | 5/16 X 5/8 OD TYPE B NARROW WASHER |  |  | C100 | TEST LAB | 1J2 | 2 | NO INSPECTION REQUIRED | 1464
5/16 X 5/8 TYPE B WASHER 316LL | 5/16 X 5/8 TYPE B NARROW WASHER 316LL |  |  | C100 | TEST LAB | 1J2 | 2 | NO INSPECTION REQUIRED | 326
54032-GE02-0002 | RIGHT ANGLE VALVE |  | 6731 | L2PRD | TEST LAB | 2K | 2 | NO INSPECTION REQUIRED | 1
54032-GE02-0002 | RIGHT ANGLE VALVE |  | 8377 | L2PRD | TEST LAB | 1 | 2 | NO INSPECTION REQUIRED | 1
54032-GE02-0002 | RIGHT ANGLE VALVE |  | 8516 | L2PRD | TEST LAB | 1 | 2 | NO INSPECTION REQUIRED | 1
54032-GE02-AAN1 | RIGHT ANGLE VALVE DN40 |  | 147 | L2PRD | TEST LAB | 5G | 2 | NO INSPECTION REQUIRED | 1 | AV15SN
54032-GE02-AAN1 | RIGHT ANGLE VALVE DN40 |  | 208 | L2PRD | TEST LAB | 5G | 2 | NO INSPECTION REQUIRED | 1 | AV15SN
54032-GE02-ABU1 | ALL METAL ANGLE VALVE DN 40 (1-1/2) |  | 1 | L2PRD | TEST LAB | 1G | 2 | NO INSPECTION REQUIRED | 1 | AV15SN
54032-GE02-ABU1 | ALL METAL ANGLE VALVE DN 40 (1-1/2) |  | 2 | L2PRD | TEST LAB | 1 | 2 | NO INSPECTION REQUIRED | 1 | AV15SN
54032-GE02-ABU1 | ALL METAL ANGLE VALVE DN 40 (1-1/2) |  | 8 | L2PRD | TEST LAB | 2K | 2 | NO INSPECTION REQUIRED | 1 | AV15SN
54032-GE02-ABU1 | ALL METAL ANGLE VALVE DN 40 (1-1/2) |  | 14 | L2PRD | TEST LAB | 2K | 2 | NO INSPECTION REQUIRED | 1 | AV15SN
54032-GE02-ABU1 | ALL METAL ANGLE VALVE DN 40 (1-1/2) |  | 15 | L2PRD | TEST LAB | 1 | 2 | NO INSPECTION REQUIRED | 1 | AV15SN
54032-GE02-ABU1 | ALL METAL ANGLE VALVE DN 40 (1-1/2) |  | 8351 | L2PRD | TEST LAB | 1G | 2 | NO INSPECTION REQUIRED | 1 | AV15SN
54032-XE02-ABY1 | VAT RIGHT ANGLE VALVE |  | 3 | L2PRD | TEST LAB | 1G | 2 | NO INSPECTION REQUIRED | 1
54032-XE02-ABY1 | VAT RIGHT ANGLE VALVE |  | 4 | L2PRD | TEST LAB | 2K | 2 | NO INSPECTION REQUIRED | 1
54032-XE02-ABY1 | VAT RIGHT ANGLE VALVE |  | 6 | L2PRD | TEST LAB | 1 | 2 | NO INSPECTION REQUIRED | 1
54032-XE02-ABY1 | VAT RIGHT ANGLE VALVE |  | 7 | L2PRD | TEST LAB | 1H | 2 | NO INSPECTION REQUIRED | 1
54032-XE02-ABY1 | VAT RIGHT ANGLE VALVE |  | 8 | L2PRD | TEST LAB | 1 | 2 | NO INSPECTION REQUIRED | 1
54032-XE02-ABY1 | VAT RIGHT ANGLE VALVE |  | 1 | L2PRD | TEST LAB | 1H | 2 | NO INSPECTION REQUIRED | 1
54032-XE02-ABY1 | VAT RIGHT ANGLE VALVE |  | 15 | L2PRD | TEST LAB | 1G | 2 | NO INSPECTION REQUIRED | 1
54032-XE02-ABY1 | VAT RIGHT ANGLE VALVE |  | 21 | L2PRD | TEST LAB | 1G | 2 | NO INSPECTION REQUIRED | 1
54032-XE02-ABY1 | VAT RIGHT ANGLE VALVE |  | 27 | L2PRD | TEST LAB | 2K | 2 | NO INSPECTION REQUIRED | 1
54032-XE02-ABY1 | VAT RIGHT ANGLE VALVE |  | 28 | L2PRD | TEST LAB | 2K | 2 | NO INSPECTION REQUIRED | 1
54032-XE02-ABY1 | VAT RIGHT ANGLE VALVE |  | 43 | L2PRD | TEST LAB | RM 1012 - CMM / RF TUNING | 2 | NO INSPECTION REQUIRED | 1
54032-XE02-ABY1 | VAT RIGHT ANGLE VALVE |  | 44 | L2PRD | TEST LAB | 1G | 2 | NO INSPECTION REQUIRED | 1
54032-XE02-ABY1 | VAT RIGHT ANGLE VALVE |  | 50 | L2PRD | TEST LAB | 1G | 2 | NO INSPECTION REQUIRED | 1
54032-XE02-ABY1 | VAT RIGHT ANGLE VALVE |  | 54 | L2PRD | TEST LAB | 1G | 2 | NO INSPECTION REQUIRED | 1
54032-XE02-ABY1 | VAT RIGHT ANGLE VALVE |  | 58 | L2PRD | TEST LAB | 1 | 2 | NO INSPECTION REQUIRED | 1
54032-XE02-ABY1 | VAT RIGHT ANGLE VALVE |  | 61 | L2PRD | TEST LAB | 2K | 2 | NO INSPECTION REQUIRED | 1
54032-XE02-ABY1 | VAT RIGHT ANGLE VALVE |  | 63 | L2PRD | TEST LAB | 1H | 2 | NO INSPECTION REQUIRED | 1
54032-XE02-ABY1 | VAT RIGHT ANGLE VALVE |  | 64 | L2PRD | TEST LAB | 2K | 2 | NO INSPECTION REQUIRED | 1
54032-XE02-ABY1 | VAT RIGHT ANGLE VALVE |  | 65 | L2PRD | TEST LAB | 1 | 2 | NO INSPECTION REQUIRED | 1
54032-XE02-ABY1 | VAT RIGHT ANGLE VALVE |  | 66 | L2PRD | TEST LAB | 1 | 2 | NO INSPECTION REQUIRED | 1
54032-XE02-ABY1 | VAT RIGHT ANGLE VALVE |  | 68 | L2PRD | TEST LAB | 1G | 2 | NO INSPECTION REQUIRED | 1
54032-XE02-ABY1 | VAT RIGHT ANGLE VALVE |  | 69 | L2PRD | TEST LAB | 2K | 2 | NO INSPECTION REQUIRED | 1
54032-XE02-ABY1 | VAT RIGHT ANGLE VALVE |  | 70 | L2PRD | TEST LAB | RM 1012 - CMM / RF TUNING | 2 | NO INSPECTION REQUIRED | 1
54032-XE02-ABY1 | VAT RIGHT ANGLE VALVE |  | 71 | L2PRD | TEST LAB | 1G | 2 | NO INSPECTION REQUIRED | 1
54032-XE02-ABY1 | VAT RIGHT ANGLE VALVE |  | 73 | L2PRD | TEST LAB | 1 | 2 | NO INSPECTION REQUIRED | 1
54032-XE02-ABY1 | VAT RIGHT ANGLE VALVE |  | 76 | L2PRD | TEST LAB | 1 | 2 | NO INSPECTION REQUIRED | 1
54032-XE02-ABY1 | VAT RIGHT ANGLE VALVE |  | 84 | L2PRD | TEST LAB | 1G | 2 | NO INSPECTION REQUIRED | 1
54032-XE02-ABY1 | VAT RIGHT ANGLE VALVE |  | 86 | L2PRD | TEST LAB | 1G | 2 | NO INSPECTION REQUIRED | 1
54032-XE02-ABY1 | VAT RIGHT ANGLE VALVE |  | 90 | L2PRD | TEST LAB | 1G | 2 | NO INSPECTION REQUIRED | 1
54032-XE02-ABY1 | VAT RIGHT ANGLE VALVE |  | 94 | L2PRD | TEST LAB | 1G | 2 | NO INSPECTION REQUIRED | 1
54032-XE02-ABY1 | VAT RIGHT ANGLE VALVE |  | 101 | L2PRD | TEST LAB | RM 1012 - CMM / RF TUNING | 2 | NO INSPECTION REQUIRED | 1
54032-XE02-ABY1 | VAT RIGHT ANGLE VALVE |  | 102 | L2PRD | TEST LAB | 1 | 2 | NO INSPECTION REQUIRED | 1
54032-XE02-ABY1 | VAT RIGHT ANGLE VALVE |  | 105 | L2PRD | TEST LAB | 1G | 2 | NO INSPECTION REQUIRED | 1
54032-XE02-ABY1 | VAT RIGHT ANGLE VALVE |  | 108 | L2PRD | TEST LAB | 1G | 2 | NO INSPECTION REQUIRED | 1
54032-XE02-ABY1 | VAT RIGHT ANGLE VALVE |  | 111 | L2PRD | TEST LAB | 1G | 2 | NO INSPECTION REQUIRED | 1
54032-XE02-ABY1 | VAT RIGHT ANGLE VALVE |  | 116 | L2PRD | TEST LAB | 1 | 2 | NO INSPECTION REQUIRED | 1
54124-GE02-0001 | EASY CLOSE ALL METAL ANGLE VALVE DN 16 |  | 10076 | C100R | TEST LAB | 5C | 2 | NO INSPECTION REQUIRED | 1 | AV16SN
54124-GE02-0001 | EASY CLOSE ALL METAL ANGLE VALVE DN 16 |  | 10077 | C100R | TEST LAB | 5C | 2 | NO INSPECTION REQUIRED | 1 | AV16SN
54124-GE02-0001 | EASY CLOSE ALL METAL ANGLE VALVE DN 16 |  | 10078 | C100R | TEST LAB | 5B2 | 2 | NO INSPECTION REQUIRED | 1 | AV16SN
54124-GE02-0001 | EASY CLOSE ALL METAL ANGLE VALVE DN 16 |  | 10079 | C100R | TEST LAB | 5C | 2 | NO INSPECTION REQUIRED | 1 | AV16SN
54124-GE02-0001 | EASY CLOSE ALL METAL ANGLE VALVE DN 16 |  | 10080 | C100R | TEST LAB | 5C | 2 | NO INSPECTION REQUIRED | 1 | AV16SN
54124-GE02-0001 | EASY CLOSE ALL METAL ANGLE VALVE DN 16 |  | 10081 | C100R | TEST LAB | 5B2 | 2 | NO INSPECTION REQUIRED | 1 | AV16SN
54124-GE02-0001 | EASY CLOSE ALL METAL ANGLE VALVE DN 16 |  | 10082 | C100R | TEST LAB | 5C | 2 | NO INSPECTION REQUIRED | 1 | AV16SN
54124-GE02-0001 | EASY CLOSE ALL METAL ANGLE VALVE DN 16 |  | 10083 | C100R | TEST LAB | 5C | 2 | NO INSPECTION REQUIRED | 1 | AV16SN
54124-GE02-0001 | EASY CLOSE ALL METAL ANGLE VALVE DN 16 |  | 10084 | C100R | TEST LAB | 5C | 2 | NO INSPECTION REQUIRED | 1 | AV16SN
54124-GE02-0001 | EASY CLOSE ALL METAL ANGLE VALVE DN 16 |  | 10085 | C100R | TEST LAB | 5C | 2 | NO INSPECTION REQUIRED | 1 | AV16SN
54124-GE02-0001 | EASY CLOSE ALL METAL ANGLE VALVE DN 16 |  | 3456 | L2PRD | TEST LAB | 1E | 2 | NO INSPECTION REQUIRED | 1 | AV16SN
54124-GE02-0001 | EASY CLOSE ALL METAL ANGLE VALVE DN 16 |  | 3457 | L2PRD | TEST LAB | 1E | 2 | NO INSPECTION REQUIRED | 1 | AV16SN
54124-GE02-0001 | EASY CLOSE ALL METAL ANGLE VALVE DN 16 |  | 3458 | L2PRD | TEST LAB | 1E | 2 | NO INSPECTION REQUIRED | 1 | AV16SN
54124-GE02-0001 | EASY CLOSE ALL METAL ANGLE VALVE DN 16 |  | 3471 | L2PRD | TEST LAB | 1E | 2 | NO INSPECTION REQUIRED | 1 | AV16SN
54124-GE02-0001 | EASY CLOSE ALL METAL ANGLE VALVE DN 16 |  | 3472 | L2PRD | TEST LAB | 1E | 2 | NO INSPECTION REQUIRED | 1 | AV16SN
54124-GE02-0001 | EASY CLOSE ALL METAL ANGLE VALVE DN 16 |  | 3473 | L2PRD | TEST LAB | 1E | 2 | NO INSPECTION REQUIRED | 1 | AV16SN
54124-GE02-0001 | EASY CLOSE ALL METAL ANGLE VALVE DN 16 |  | 3476 | L2PRD | TEST LAB | 1E | 2 | NO INSPECTION REQUIRED | 1 | AV16SN
54124-GE02-0001 | EASY CLOSE ALL METAL ANGLE VALVE DN 16 |  | 4157 | HERDQ0 | TEST LAB | 7A | 2 | NO INSPECTION REQUIRED | 1 | AV16SN
54124-GE02-0001 | EASY CLOSE ALL METAL ANGLE VALVE DN 16 |  | 4158 | HERDQ0 | TEST LAB | 7A | 2 | NO INSPECTION REQUIRED | 1 | AV16SN
54124-GE02-0001 | EASY CLOSE ALL METAL ANGLE VALVE DN 16 |  | 4161 | HERDQ0 | TEST LAB | 7A | 2 | NO INSPECTION REQUIRED | 1 | AV16SN
54124-GE02-0001 | EASY CLOSE ALL METAL ANGLE VALVE DN 16 |  | 4162 | HERDQ0 | TEST LAB | 7A | 2 | NO INSPECTION REQUIRED | 1 | AV16SN
54124-GE02-0001 | EASY CLOSE ALL METAL ANGLE VALVE DN 16 |  | 4163 | HERDQ0 | TEST LAB | 7A | 2 | NO INSPECTION REQUIRED | 1 | AV16SN
54132-GE02-0001 | EASY CLOSE ALL METAL ANGLE VALVE DN 40 | ~ | 12464 | SNSPPU | TEST LAB | 1I | 2 | NO INSPECTION REQUIRED | 1 | AV15SN
54132-GE02-0001 | EASY CLOSE ALL METAL ANGLE VALVE DN 40 | ~ | 12483 | SNSPPU | TEST LAB | 1I | 2 | NO INSPECTION REQUIRED | 1 | AV15SN
54132-GE02-0001 | EASY CLOSE ALL METAL ANGLE VALVE DN 40 | ~ | 12484 | SNSPPU | TEST LAB | 1I | 2 | NO INSPECTION REQUIRED | 1 | AV15SN
54132-GE02-0001 | EASY CLOSE ALL METAL ANGLE VALVE DN 40 | ~ | 12493 | SNSPPU | TEST LAB | 1I | 2 | NO INSPECTION REQUIRED | 1 | AV15SN
54132-GE02-0001 | EASY CLOSE ALL METAL ANGLE VALVE DN 40 | ~ | 12494 | SNSPPU | TEST LAB | 1I | 2 | NO INSPECTION REQUIRED | 1 | AV15SN
54132-GE02-0001 | EASY CLOSE ALL METAL ANGLE VALVE DN 40 | ~ | 12495 | SNSPPU | TEST LAB | 1I | 2 | NO INSPECTION REQUIRED | 1 | AV15SN
54132-GE02-0001 | EASY CLOSE ALL METAL ANGLE VALVE DN 40 | ~ | 12496 | SNSPPU | TEST LAB | 1I | 2 | NO INSPECTION REQUIRED | 1 | AV15SN
54132-GE02-0001 | EASY CLOSE ALL METAL ANGLE VALVE DN 40 | ~ | 8148 | L2PRD | TEST LAB | 6H | 7 | REJECTED | 1 | AV15SN
5718X-05E-13RO | STEPPER MOTOR |  | 91 | C100 | TEST LAB | 1A | 2 | NO INSPECTION REQUIRED | 1 | SMSN
5718X-05E-13RO | STEPPER MOTOR |  | 92 | C100 | TEST LAB | 1A | 2 | NO INSPECTION REQUIRED | 1 | SMSN
5718X-05E-13RO | STEPPER MOTOR |  | 93 | C100 | TEST LAB | 1A | 2 | NO INSPECTION REQUIRED | 1 | SMSN
5718X-05E-13RO | STEPPER MOTOR |  | 94 | C100 | TEST LAB | 1A | 2 | NO INSPECTION REQUIRED | 1 | SMSN
5718X-05E-13RO | STEPPER MOTOR |  | 95 | C100 | TEST LAB | 1A | 2 | NO INSPECTION REQUIRED | 1 | SMSN
5718X-05E-13RO | STEPPER MOTOR |  | 96 | C100 | TEST LAB | 1A | 2 | NO INSPECTION REQUIRED | 1 | SMSN
5718X-05E-13RO | STEPPER MOTOR |  | 97 | C100 | TEST LAB | 1A | 2 | NO INSPECTION REQUIRED | 1 | SMSN
5718X-05E-13RO | STEPPER MOTOR |  | 98 | C100 | TEST LAB | 1A | 2 | NO INSPECTION REQUIRED | 1 | SMSN
5718X-05E-13RO | STEPPER MOTOR |  | 99 | C100 | TEST LAB | 1A | 2 | NO INSPECTION REQUIRED | 1 | SMSN
5H0184 | NEG PUMPS |  |  | SRFOPS | TEST LAB | 3I | 2 | NO INSPECTION REQUIRED | 9
6 AWG CABLE | 6 AWG 19X.0372 BC |  |  | L2PRD | TEST LAB | FLOOR | 2 | NO INSPECTION REQUIRED | 13
600-004542.01 | BEAM LINE HOM ABSORBER (STD LENGTH) |  | 108 | L2PRD | TEST LAB | RM 1012 - CMM / RF TUNING | 10 | HOLD - INSPECTION PENDING | 1 | BLASN
600-004542.01 | BEAM LINE HOM ABSORBER (STD LENGTH) |  | 200 | L2PRD | TEST LAB | WARM COUPLER STORAGE | 10 | HOLD - INSPECTION PENDING | 1 | BLASN
600-004542.01 | BEAM LINE HOM ABSORBER (STD LENGTH) |  | 201 | L2PRD | TEST LAB | RM 1012 - CMM / RF TUNING | 3 | PASSED INSPECTION | 1 | BLASN
600-004542.01 | BEAM LINE HOM ABSORBER (STD LENGTH) |  | 207 | L2PRD | TEST LAB | RM 1012 - CMM / RF TUNING | 10 | HOLD - INSPECTION PENDING | 1 | BLASN
600-004542.01 | BEAM LINE HOM ABSORBER (STD LENGTH) |  | 210 | L2PRD | TEST LAB | RM 1012 - CMM / RF TUNING | 10 | HOLD - INSPECTION PENDING | 1 | BLASN
600-004542.01 | BEAM LINE HOM ABSORBER (STD LENGTH) |  | 221 | L2PRD | TEST LAB | RM 2131 - FLOOR | 10 | HOLD - INSPECTION PENDING | 1 | BLASN
600-004542.01 | BEAM LINE HOM ABSORBER (STD LENGTH) |  | 990 | L2PRD | TEST LAB | RM 1012 - CMM / RF TUNING | 10 | HOLD - INSPECTION PENDING | 1 | BLASN
627D53TBC1B | BARATRON TRANSDUCER 0-5000 |  | 16640759 | C100 | TEST LAB | CRYO ASSEMBLY | 2 | NO INSPECTION REQUIRED | 1 | D53TDSN
627D53TBC1B | BARATRON TRANSDUCER 0-5000 |  | 16640762 | C100 | TEST LAB | 1B2 | 2 | NO INSPECTION REQUIRED | 1 | D53TDSN
627D53TBC1B | BARATRON TRANSDUCER 0-5000 |  | 18479069 | L2PRO | TEST LAB | 2B2 | 2 | NO INSPECTION REQUIRED | 1 | D53TDSN
72-8700A | 0~32V POWER SUPPLY 5A |  | H151066627 | L2PRO | TEST LAB | KIT RACK | 2 | NO INSPECTION REQUIRED | 1
72-8700A | 0~32V POWER SUPPLY 5A |  | H151066678 | L2PRO | TEST LAB | KIT RACK | 2 | NO INSPECTION REQUIRED | 1
7332878100 | HARMONIC DRIVE |  | 35635 | C100 | TEST LAB | 2 | 2 | NO INSPECTION REQUIRED | 1 | HMDRSN
7332878100 | HARMONIC DRIVE |  | 35646 | C100 | TEST LAB | 2 | 2 | NO INSPECTION REQUIRED | 1 | HMDRSN
75600-0022-3 | MALE BAYONET END FOR 1-1/2" BAYONET DETAIL | F |  | SNSPPU | TEST LAB | 5B | 2 | NO INSPECTION REQUIRED | 5
75600-0170 | FLANGE FOR 3-1/8" MALE BAYONET | B |  | SNSPPU | TEST LAB | 5B | 2 | NO INSPECTION REQUIRED | 2
75600-0185 | 2" MALE BAYONET U-TUBE FLANGE | A |  | SNSPPU | TEST LAB | 5B | 2 | NO INSPECTION REQUIRED | 1
75600-0215-4 | MALE LABYRINTH END (FOR 1-7/8" X .049"W.OUTER TUBE) | A |  | SNSPPU | TEST LAB | 5B | 2 | NO INSPECTION REQUIRED | 1
75600-0218-1 | MALE LABYRINTH 2.26" ID | B |  | SNSPPU | TEST LAB | 5B | 2 | NO INSPECTION REQUIRED | 2
75600-0517 | VACUUM COUPLING NUT DETAIL | - |  | SNSPPU | TEST LAB | 5B | 2 | NO INSPECTION REQUIRED | 5
75600-0518 | VACUUM COUPLING ADAPTER DETAIL | A |  | SNSPPU | TEST LAB | 5B | 2 | NO INSPECTION REQUIRED | 5
75600-0725 | ADAPTER PLATE 3(5) X 1-3/8" OD DETAIL | A |  | SNSPPU | TEST LAB | 5B | 2 | NO INSPECTION REQUIRED | 5
75SDI62SC1TSP | 75S TITAN ION PUMP |  | 302496201 | L2PRD | TEST LAB | FLOOR - NB CAGE | 2 | NO INSPECTION REQUIRED | 1 | IP75SDSN
8 - 3/8 TYPE B WASHER 316L | 8 - 3/8 TYPE B NARROW WASHER 316L |  |  | C100 | TEST LAB | 1J2 | 2 | NO INSPECTION REQUIRED | 555
8 - 32 X 1-1/8 SHCS | 8 - 32 X 1-1/8 SHCS |  |  | C100 | TEST LAB | 1J2 | 2 | NO INSPECTION REQUIRED | 916
8 - 32 X 1-1/8 SHCS A286 AMS5737 | 8 - 32 X 1-1/8 SHCS A286 AMS 5737 |  |  | C100R | TEST LAB | 1F2 | 2 | NO INSPECTION REQUIRED | 854
872825 | 9 CELL DRESSED CAVITY |  | TB9AES018 | L2PRO | TEST LAB | HIGH BAY | 10 | HOLD - INSPECTION PENDING | 1 | CAVSN
9/32 BALL SI3N4 CERAMIC | 9/32 BALL SILICON NITRIDE CERAMIC |  |  | L2PRD | TEST LAB | 1K | 2 | NO INSPECTION REQUIRED | 84
90008A531 | 18-8 SILVER PLATED SS SOCKET HEAD SCREW 10-32 | ~ |  | SNSPPU | TEST LAB | 2J1 | 2 | NO INSPECTION REQUIRED | 105
918057 | SPROCKET |  |  | L2PRD | TEST LAB | 2K | 2 | NO INSPECTION REQUIRED | 4
92314A833 | 18-8 SS HEX HEAD SCREW | ~ |  | SNSPPU | TEST LAB | 2J1 | 2 | NO INSPECTION REQUIRED | 350
93435A411 | 10-32 BRONZE HEX NUT | ~ |  | SNSPPU | TEST LAB | 2J1 | 2 | NO INSPECTION REQUIRED | 350
98905K18 | ASME-CODE FAST-ACTING PRESSURE-RELIEF 1/2 NPT | ~ |  | SNSPPU | TEST LAB | 2J1 | 2 | NO INSPECTION REQUIRED | 7
990 | INDIUM FOIL 12 X 12 X .004 |  |  | L2PRD | TEST LAB | 1H | 2 | NO INSPECTION REQUIRED | 50
A10477-1-CF | 8 PIN DOUBLE ENDED FEED THRU MINI CONFLAT |  | MPF-002 | C100 | TEST LAB | 1J | 3 | PASSED INSPECTION | 1 | ELFTSN
A10477-1-CF | 8 PIN DOUBLE ENDED FEED THRU MINI CONFLAT |  | MPF-003 | C100 | TEST LAB | 1J | 3 | PASSED INSPECTION | 1 | ELFTSN
A10477-1-CF | 8 PIN DOUBLE ENDED FEED THRU MINI CONFLAT |  | MPF-004 | C100 | TEST LAB | 1J | 3 | PASSED INSPECTION | 1 | ELFTSN
A10477-1-CF | 8 PIN DOUBLE ENDED FEED THRU MINI CONFLAT |  | MPF-005 | C100 | TEST LAB | 1J | 3 | PASSED INSPECTION | 1 | ELFTSN
A10477-1-CF | 8 PIN DOUBLE ENDED FEED THRU MINI CONFLAT |  | MPF-006 | C100 | TEST LAB | 1J | 3 | PASSED INSPECTION | 1 | ELFTSN
A10477-1-CF | 8 PIN DOUBLE ENDED FEED THRU MINI CONFLAT |  | MPF-007 | C100 | TEST LAB | 1J | 3 | PASSED INSPECTION | 1 | ELFTSN
A10477-1-CF | 8 PIN DOUBLE ENDED FEED THRU MINI CONFLAT |  | MPF-008 | C100 | TEST LAB | 1J | 3 | PASSED INSPECTION | 1 | ELFTSN
A10477-1-CF | 8 PIN DOUBLE ENDED FEED THRU MINI CONFLAT |  | MPF-009 | C100 | TEST LAB | 1J | 3 | PASSED INSPECTION | 1 | ELFTSN
A10477-1-CF | 8 PIN DOUBLE ENDED FEED THRU MINI CONFLAT |  | MPF-010 | C100 | TEST LAB | 1J | 10 | HOLD - INSPECTION PENDING | 1 | ELFTSN
A3514-1-CF | 06 PIN FEEDTHRU | ~ | 1 | SNSPPU | TEST LAB | 2G | 10 | HOLD - INSPECTION PENDING | 1 | FT06PSN
A3514-1-CF | 06 PIN FEEDTHRU | ~ | 2 | SNSPPU | TEST LAB | 2G | 10 | HOLD - INSPECTION PENDING | 1 | FT06PSN
A3514-1-CF | 06 PIN FEEDTHRU | ~ | 3 | SNSPPU | TEST LAB | 2G | 10 | HOLD - INSPECTION PENDING | 1 | FT06PSN
A3514-1-CF | 06 PIN FEEDTHRU | ~ | 4 | SNSPPU | TEST LAB | 2G | 10 | HOLD - INSPECTION PENDING | 1 | FT06PSN
A3514-1-CF | 06 PIN FEEDTHRU | ~ | 5 | SNSPPU | TEST LAB | 2G | 10 | HOLD - INSPECTION PENDING | 1 | FT06PSN
A3514-1-CF | 06 PIN FEEDTHRU | ~ | 6 | SNSPPU | TEST LAB | 2G | 10 | HOLD - INSPECTION PENDING | 1 | FT06PSN
A3514-1-CF | 06 PIN FEEDTHRU | ~ | 7 | SNSPPU | TEST LAB | 2G | 10 | HOLD - INSPECTION PENDING | 1 | FT06PSN
A3514-1-CF | 06 PIN FEEDTHRU | ~ | 8 | SNSPPU | TEST LAB | 2G | 10 | HOLD - INSPECTION PENDING | 1 | FT06PSN
A3532-1-CF | 10 PIN FEEDTHRU | ~ | 1 | SNSPPU | TEST LAB | 2G | 10 | HOLD - INSPECTION PENDING | 1 | FT10PSN
A3532-1-CF | 10 PIN FEEDTHRU | ~ | 2 | SNSPPU | TEST LAB | 2G | 10 | HOLD - INSPECTION PENDING | 1 | FT10PSN
A3532-1-CF | 10 PIN FEEDTHRU | ~ | 3 | SNSPPU | TEST LAB | 2G | 10 | HOLD - INSPECTION PENDING | 1 | FT10PSN
A3532-1-CF | 10 PIN FEEDTHRU | ~ | 4 | SNSPPU | TEST LAB | 2G | 10 | HOLD - INSPECTION PENDING | 1 | FT10PSN
A3532-1-CF | 10 PIN FEEDTHRU | ~ | 5 | SNSPPU | TEST LAB | 2G | 10 | HOLD - INSPECTION PENDING | 1 | FT10PSN
A3532-1-CF | 10 PIN FEEDTHRU | ~ | 6 | SNSPPU | TEST LAB | 2G | 10 | HOLD - INSPECTION PENDING | 1 | FT10PSN
A3532-1-CF | 10 PIN FEEDTHRU | ~ | 7 | SNSPPU | TEST LAB | 2G | 10 | HOLD - INSPECTION PENDING | 1 | FT10PSN
A3532-1-CF | 10 PIN FEEDTHRU | ~ | 8 | SNSPPU | TEST LAB | 2G | 10 | HOLD - INSPECTION PENDING | 1 | FT10PSN
A8276-4-CN | 19 PIN CONNECTOR VACUUM SIDE | ~ |  | SNSPPU | TEST LAB | 2G | 2 | NO INSPECTION REQUIRED | 56
AM9765-00 | BEAM POSITION MONITOR FEEDTHRU |  | 25 | L2PRD | TEST LAB | RM 1012 - CMM / RF TUNING | 10 | HOLD - INSPECTION PENDING | 1 | BPMFTSN
AM9765-00 | BEAM POSITION MONITOR FEEDTHRU |  | 134 | L2PRD | TEST LAB | 3G | 9 | HOLD - NCR | 1 | BPMFTSN
AM9765-00 | BEAM POSITION MONITOR FEEDTHRU |  | 149 | L2PRD | TEST LAB | CLEANROOM | 3 | PASSED INSPECTION | 1 | BPMFTSN
AM9765-00 | BEAM POSITION MONITOR FEEDTHRU |  | 159 | L2PRD | TEST LAB | 3G | 3 | PASSED INSPECTION | 1 | BPMFTSN
AM9765-00 | BEAM POSITION MONITOR FEEDTHRU |  | 208 | L2PRD | TEST LAB | 3G | 3 | PASSED INSPECTION | 1 | BPMFTSN
B0250-013-S | BELLEVILLE SPRING WASHER | ~ |  | SNSPPU | TEST LAB | 2G | 2 | NO INSPECTION REQUIRED | 96
BL-CU-COUPON | BEAMLINE COPPER PLATING COUPON |  | BLBL-0002-1 | L2PRO | TEST LAB | 6B | 10 | HOLD - INSPECTION PENDING | 1 | BLCPCSN
BL-CU-COUPON | BEAMLINE COPPER PLATING COUPON |  | BLBL-0005 | L2PRO | TEST LAB | 6B | 2 | NO INSPECTION REQUIRED | 1 | BLCPCSN
BL-CU-COUPON | BEAMLINE COPPER PLATING COUPON |  | BLBL-0005-1 | L2PRO | TEST LAB | 6B | 10 | HOLD - INSPECTION PENDING | 1 | BLCPCSN
BL-CU-COUPON | BEAMLINE COPPER PLATING COUPON |  | BLBL-0006 | L2PRO | TEST LAB | 6B | 2 | NO INSPECTION REQUIRED | 1 | BLCPCSN
BL-CU-COUPON | BEAMLINE COPPER PLATING COUPON |  | BLBL-0006-1 | L2PRO | TEST LAB | 6B | 10 | HOLD - INSPECTION PENDING | 1 | BLCPCSN
BL-CU-COUPON | BEAMLINE COPPER PLATING COUPON |  | BLBL-0008 | L2PRO | TEST LAB | 6B | 2 | NO INSPECTION REQUIRED | 1 | BLCPCSN
BL-CU-COUPON | BEAMLINE COPPER PLATING COUPON |  | BLBL-0008-1 | L2PRO | TEST LAB | 6B | 10 | HOLD - INSPECTION PENDING | 1 | BLCPCSN
BL-CU-COUPON | BEAMLINE COPPER PLATING COUPON |  | BLBL-0009 | L2PRO | TEST LAB | 6B | 2 | NO INSPECTION REQUIRED | 1 | BLCPCSN
BL-CU-COUPON | BEAMLINE COPPER PLATING COUPON |  | BLBL-0009-1 | L2PRO | TEST LAB | 6B | 10 | HOLD - INSPECTION PENDING | 1 | BLCPCSN
BL-CU-COUPON | BEAMLINE COPPER PLATING COUPON |  | BLBL-0011 | L2PRO | TEST LAB | 6B | 2 | NO INSPECTION REQUIRED | 1 | BLCPCSN
BL-CU-COUPON | BEAMLINE COPPER PLATING COUPON |  | BLBL-0013 | L2PRO | TEST LAB | 6B | 2 | NO INSPECTION REQUIRED | 1 | BLCPCSN
BL-CU-COUPON | BEAMLINE COPPER PLATING COUPON |  | BLBL-0013-1 | L2PRO | TEST LAB | 6B | 10 | HOLD - INSPECTION PENDING | 1 | BLCPCSN
BL-CU-COUPON | BEAMLINE COPPER PLATING COUPON |  | BLBL-0015 | L2PRO | TEST LAB | 6B | 2 | NO INSPECTION REQUIRED | 1 | BLCPCSN
BL-CU-COUPON | BEAMLINE COPPER PLATING COUPON |  | BLBL-0015-1 | L2PRO | TEST LAB | 6B | 10 | HOLD - INSPECTION PENDING | 1 | BLCPCSN
BL-CU-COUPON | BEAMLINE COPPER PLATING COUPON |  | BLBL-0016 | L2PRO | TEST LAB | 6B | 2 | NO INSPECTION REQUIRED | 1 | BLCPCSN
BL-CU-COUPON | BEAMLINE COPPER PLATING COUPON |  | BLBL-0017 | L2PRO | TEST LAB | 6B | 2 | NO INSPECTION REQUIRED | 1 | BLCPCSN
BL-CU-COUPON | BEAMLINE COPPER PLATING COUPON |  | BLBL-0017-1 | L2PRO | TEST LAB | 6B | 10 | HOLD - INSPECTION PENDING | 1 | BLCPCSN
BL-CU-COUPON | BEAMLINE COPPER PLATING COUPON |  | BLBS-0002 | L2PRO | TEST LAB | 6B | 2 | NO INSPECTION REQUIRED | 1 | BLCPCSN
BL-CU-COUPON | BEAMLINE COPPER PLATING COUPON |  | BLX1-0001 | L2PRO | TEST LAB | 6B | 2 | NO INSPECTION REQUIRED | 1 | BLCPCSN
BL-CU-COUPON | BEAMLINE COPPER PLATING COUPON |  | BLX1-0004 | L2PRO | TEST LAB | 6B | 2 | NO INSPECTION REQUIRED | 1 | BLCPCSN
BL-CU-COUPON | BEAMLINE COPPER PLATING COUPON |  | BLX2-0001 | L2PRO | TEST LAB | 6B | 2 | NO INSPECTION REQUIRED | 1 | BLCPCSN
BL-CU-COUPON | BEAMLINE COPPER PLATING COUPON |  | BLX2-0002 | L2PRO | TEST LAB | 6B | 2 | NO INSPECTION REQUIRED | 1 | BLCPCSN
CDF 100-21 | MANGANIN 290 QUAD TWIST WIRE WITH POLYMIDE INSUL |  |  | L2PRD | TEST LAB | 2G | 2 | NO INSPECTION REQUIRED | 3
CRM-900-1000-0001 | SNS PPU CM INTERFACE PANELS | ~ |  | SNSPPU | TEST LAB | 1I | 2 | NO INSPECTION REQUIRED | 28
CRM0882010-0010 | MAGNETIC SHIELD-COVER |  |  | C50R | TEST LAB | 2H | 2 | NO INSPECTION REQUIRED | 8
CRM0882010-0011 | MAGNETIC SHIELD-TOP HALF |  |  | C50R | TEST LAB | 2H | 2 | NO INSPECTION REQUIRED | 8
CRM0882010-0012 | MAGNETIC SHIELD-BOTTOM HALF |  |  | C50R | TEST LAB | 2H | 2 | NO INSPECTION REQUIRED | 8
CRM1007014-0028 | SERPENTINE SEAL |  |  | C100 | TEST LAB | 1J2 | 2 | NO INSPECTION REQUIRED | 14
CRM1007070-0000 | 12GEV WAVEGUIDE ASSEMBLY |  | F028589/01 | R100 | TEST LAB | 4I2 | 10 | HOLD - INSPECTION PENDING | 1 | WGDSN
CRM1007070-0000 | 12GEV WAVEGUIDE ASSEMBLY |  | F028589/02 | R100 | TEST LAB | RM 1012 - CMM / RF TUNING | 10 | HOLD - INSPECTION PENDING | 1 | WGDSN
CRM1007070-0000 | 12GEV WAVEGUIDE ASSEMBLY |  | F028589/03 | R100 | TEST LAB | 4I2 | 10 | HOLD - INSPECTION PENDING | 1 | WGDSN
CRM1007070-0000 | 12GEV WAVEGUIDE ASSEMBLY |  | F028589/04 | R100 | TEST LAB | RM 1012 - CMM / RF TUNING | 4 | USE AS IS | 1 | WGDSN
CRM1007070-0000 | 12GEV WAVEGUIDE ASSEMBLY |  | F028589/05 | R100 | TEST LAB | 4I2 | 10 | HOLD - INSPECTION PENDING | 1 | WGDSN
CRM1007070-0000 | 12GEV WAVEGUIDE ASSEMBLY |  | F028589/06 | R100 | TEST LAB | 4I2 | 10 | HOLD - INSPECTION PENDING | 1 | WGDSN
CRM1007070-0000 | 12GEV WAVEGUIDE ASSEMBLY |  | F028589/07 | R100 | TEST LAB | 4I2 | 10 | HOLD - INSPECTION PENDING | 1 | WGDSN
CRM1007070-0000 | 12GEV WAVEGUIDE ASSEMBLY |  | F028589/09 | R100 | TEST LAB | 4I2 | 10 | HOLD - INSPECTION PENDING | 1 | WGDSN
CRM1007070-0000 | 12GEV WAVEGUIDE ASSEMBLY |  | F028589/10 | R100 | TEST LAB | 4I2 | 10 | HOLD - INSPECTION PENDING | 1 | WGDSN
CRM1007070-0000 | 12GEV WAVEGUIDE ASSEMBLY |  | F028589/13 | R100 | TEST LAB | 4I2 | 10 | HOLD - INSPECTION PENDING | 1 | WGDSN
CRM1007070-0000 | 12GEV WAVEGUIDE ASSEMBLY |  | F028589/15 | R100 | TEST LAB | 4I2 | 10 | HOLD - INSPECTION PENDING | 1 | WGDSN
CRM1007070-0000 | 12GEV WAVEGUIDE ASSEMBLY |  | F028589/17 | R100 | TEST LAB | 4I2 | 10 | HOLD - INSPECTION PENDING | 1 | WGDSN
CRM1007070-0000 | 12GEV WAVEGUIDE ASSEMBLY |  | F028589/19 | R100 | TEST LAB | 4I2 | 10 | HOLD - INSPECTION PENDING | 1 | WGDSN
CRM1007070-0000 | 12GEV WAVEGUIDE ASSEMBLY |  | F028589/20 | R100 | TEST LAB | 4I2 | 10 | HOLD - INSPECTION PENDING | 1 | WGDSN
CRM1007070-0000 | 12GEV WAVEGUIDE ASSEMBLY | ~ | F034887/02 | P1 | TEST LAB | RM 1012 - CMM / RF TUNING | 10 | HOLD - INSPECTION PENDING | 1 | WGDSN
CRM1007070-0000 | 12GEV WAVEGUIDE ASSEMBLY |  | F034887/06 | R100 | TEST LAB | 4I2 | 10 | HOLD - INSPECTION PENDING | 1 | WGDSN
CRM1007070-0000 | 12GEV WAVEGUIDE ASSEMBLY | ~ | F034887/07 | P1 | TEST LAB | RM 1012 - CMM / RF TUNING | 10 | HOLD - INSPECTION PENDING | 1 | WGDSN
CRM1007070-0000 | 12GEV WAVEGUIDE ASSEMBLY |  | F034887/08 | R100 | TEST LAB | 4I2 | 10 | HOLD - INSPECTION PENDING | 1 | WGDSN
CRM1007070-0000 | 12GEV WAVEGUIDE ASSEMBLY |  | F034887/10 | R100 | TEST LAB | 4I2 | 10 | HOLD - INSPECTION PENDING | 1 | WGDSN
CRM1007070-0000 | 12GEV WAVEGUIDE ASSEMBLY |  | F034887/11 | R100 | TEST LAB | 4I2 | 10 | HOLD - INSPECTION PENDING | 1 | WGDSN
CRM1007070-0000 | 12GEV WAVEGUIDE ASSEMBLY |  | F034887/12 | R100 | TEST LAB | 4I2 | 10 | HOLD - INSPECTION PENDING | 1 | WGDSN
CRM1007070-0000 | 12GEV WAVEGUIDE ASSEMBLY |  | F034887/14 | R100 | TEST LAB | 4I2 | 10 | HOLD - INSPECTION PENDING | 1 | WGDSN
CRM1007070-0000 | 12GEV WAVEGUIDE ASSEMBLY | ~ | F034887/16 | P1 | TEST LAB | RM 1012 - CMM / RF TUNING | 10 | HOLD - INSPECTION PENDING | 1 | WGDSN
CRM1007070-0000 | 12GEV WAVEGUIDE ASSEMBLY |  | F034887/18 | R100 | TEST LAB | 4I2 | 10 | HOLD - INSPECTION PENDING | 1 | WGDSN
CRM1007070-0000 | 12GEV WAVEGUIDE ASSEMBLY |  | F034887/19 | R100 | TEST LAB | 4I2 | 10 | HOLD - INSPECTION PENDING | 1 | WGDSN
CRM1007070-0000 | 12GEV WAVEGUIDE ASSEMBLY |  | F034887/21 | R100 | TEST LAB | 4I2 | 10 | HOLD - INSPECTION PENDING | 1 | WGDSN
CRM1007070-0000 | 12GEV WAVEGUIDE ASSEMBLY |  | F034887/22 | R100 | TEST LAB | 4I2 | 10 | HOLD - INSPECTION PENDING | 1 | WGDSN
CRM1007070-0000 | 12GEV WAVEGUIDE ASSEMBLY |  | F034887/23 | R100 | TEST LAB | RM 1012 - CMM / RF TUNING | 4 | USE AS IS | 1 | WGDSN
CRM1007070-0000 | 12GEV WAVEGUIDE ASSEMBLY |  | F034887/24 | R100 | TEST LAB | 4I2 | 10 | HOLD - INSPECTION PENDING | 1 | WGDSN
CRM1007070-0000 | 12GEV WAVEGUIDE ASSEMBLY | ~ | F034887/25 | P1 | TEST LAB | RM 1012 - CMM / RF TUNING | 10 | HOLD - INSPECTION PENDING | 1 | WGDSN
CRM1107016-2001 | END CELL COIN RING |  |  | QCM | TEST LAB | MACHINE SHOP | 2 | NO INSPECTION REQUIRED | 1
CRM1107016-2002 | END CELL FEMALE DIE |  |  | QCM | TEST LAB | MACHINE SHOP | 2 | NO INSPECTION REQUIRED | 1
CRM1107016-2003 | END CELL FEMALE MACHINING FIXTURE |  |  | QCM | TEST LAB | MACHINE SHOP | 2 | NO INSPECTION REQUIRED | 1
CRM1107016-2004 | END CELL MACH FIXTURE BOTTOM PLATE |  |  | QCM | TEST LAB | MACHINE SHOP | 2 | NO INSPECTION REQUIRED | 1
CRM1107016-2005 | END CELL MALE FORMING DIE |  |  | QCM | TEST LAB | MACHINE SHOP | 2 | NO INSPECTION REQUIRED | 1
CRM1107016-2006 | END CELL MALE MACHINING FIXTURE |  |  | QCM | TEST LAB | MACHINE SHOP | 2 | NO INSPECTION REQUIRED | 1
CRM1107016-2007 | INNER AND END CELL HOLD DOWN PLATE |  |  | QCM | TEST LAB | MACHINE SHOP | 2 | NO INSPECTION REQUIRED | 1
CRM1107016-2008 | INNER & END CELL MACH FIX TOP PL |  |  | QCM | TEST LAB | MACHINE SHOP | 2 | NO INSPECTION REQUIRED | 1
CRM1107016-2009 | INNER CELL COINING DIES |  |  | QCM | TEST LAB | MACHINE SHOP | 2 | NO INSPECTION REQUIRED | 1
CRM1107016-2010 | INNER CELL FEMALE DIE |  |  | QCM | TEST LAB | MACHINE SHOP | 2 | NO INSPECTION REQUIRED | 1
CRM1107016-2011 | INNER CELL FEMALE MACHING FIXTURE |  |  | QCM | TEST LAB | MACHINE SHOP | 2 | NO INSPECTION REQUIRED | 1
CRM1107016-2012 | INNER CELL MACH FIXTURE BOTTOM PL |  |  | QCM | TEST LAB | MACHINE SHOP | 2 | NO INSPECTION REQUIRED | 1
CRM1107016-2013 | INNER CELL MALE FORMING DIE |  |  | QCM | TEST LAB | MACHINE SHOP | 2 | NO INSPECTION REQUIRED | 1
CRM1107016-2014 | INNER CELL MALE MACHINING FIXTURE |  |  | QCM | TEST LAB | MACHINE SHOP | 2 | NO INSPECTION REQUIRED | 1
CRM1107042-0011 | 2 CELL SHIELDING INNER MAGNETIC ASSY |  | 1 | QCM | TEST LAB | 1F2 | 10 | HOLD - INSPECTION PENDING | 1 | IMAGSN
CRM1107050-0087 | PIVOT ARM |  |  | QCM | TEST LAB | HIGH BAY | 2 | NO INSPECTION REQUIRED | 2
CRM1107090-0001-DOCUMENTS | VACUUM VESSEL DOCUMENTS |  | 1 | QCM | TEST LAB | 6B | 2 | NO INSPECTION REQUIRED | 1
CRM1207001-0100 HDWR PKG | SWEEP HARDWARE PACKAGE |  |  | C100 | TEST LAB | 9B | 2 | NO INSPECTION REQUIRED | 7
CRM1207001-1101 | WAVEGUIDE SUPPORT TUBE |  |  | C100 | TEST LAB | 1B | 2 | NO INSPECTION REQUIRED | 12
CRM1207001-1104 | ADJUSTABLE BRACKET |  |  | C100 | TEST LAB | 2F2 | 2 | NO INSPECTION REQUIRED | 1
CRM1207001-1104 | ADJUSTABLE BRACKET |  |  | C100 | TEST LAB | CMTF | 2 | NO INSPECTION REQUIRED | 8
CRM1207001-1200 HDWR PKG | SINGLE WAVEGUIDE SUPPORT HARDWARE PKG |  |  | C100 | TEST LAB | 9K | 2 | NO INSPECTION REQUIRED | 5
CRM1207001-1201 | SUPPORT BRACKET SINGLE |  |  | C100 | TEST LAB | 2F2 | 2 | NO INSPECTION REQUIRED | 8
CRM1207001-1201 | SUPPORT BRACKET SINGLE |  |  | C100 | TEST LAB | CMTF | 2 | NO INSPECTION REQUIRED | 4
CRM1207001-1375 | GATE VALVE TOOL GUIDE TUBE |  |  | C100 | TEST LAB | 1J | 2 | NO INSPECTION REQUIRED | 2
CRM1207002-0000 | DOUBLE TOP HAT ASSEMBLY |  | 10 | C100 | BLUE CRAB - LCLS-II | BLUECRAB FLOOR | 3 | PASSED INSPECTION | 1 | THTDSN
CRM1207002-0000 | DOUBLE TOP HAT ASSEMBLY |  | 11 | C100 | BLUE CRAB - LCLS-II | BLUECRAB FLOOR | 3 | PASSED INSPECTION | 1 | THTDSN
CRM1207002-0000 HARDWARE | DOUBLE TOP HAT HARDWARE PKG |  |  | C100 | TEST LAB | BIN 189 | 2 | NO INSPECTION REQUIRED | 2
CRM1207002-0000 O-RINGS | DOUBLE TOP HAT O-RING SET |  |  | C100 | TEST LAB | 9H | 2 | NO INSPECTION REQUIRED | 2
CRM1207002-0001 | SINGLE TOP HAT ASSEMBLY |  | 31 | C100 | BLUE CRAB - LCLS-II | BLUECRAB FLOOR | 3 | PASSED INSPECTION | 1 | THTSSN
CRM1207002-0001 | SINGLE TOP HAT ASSEMBLY |  | 32 | C100 | BLUE CRAB - LCLS-II | BLUECRAB FLOOR | 3 | PASSED INSPECTION | 1 | THTSSN
CRM1207002-0001 | SINGLE TOP HAT ASSEMBLY |  | 36 | C100 | BLUE CRAB - LCLS-II | BLUECRAB FLOOR | 3 | PASSED INSPECTION | 1 | THTSSN
CRM1207002-0001 | SINGLE TOP HAT ASSEMBLY |  | 38 | C100 | BLUE CRAB - LCLS-II | BLUECRAB FLOOR | 3 | PASSED INSPECTION | 1 | THTSSN
CRM1207002-0001 | SINGLE TOP HAT ASSEMBLY |  | 39 | C100 | BLUE CRAB - LCLS-II | BLUECRAB FLOOR | 3 | PASSED INSPECTION | 1 | THTSSN
CRM1207002-0001 HARDWARE | SINGLE TOP HAT HARDWARE PKG |  |  | C100 | TEST LAB | BIN 190 | 2 | NO INSPECTION REQUIRED | 6
CRM1207002-0001 O-RINGS | SINGLE TOP HAT O-RING SET |  |  | C100 | TEST LAB | 9E | 2 | NO INSPECTION REQUIRED | 6
CRM1207002-0002 | CLAW CLAMP ASSEMBLY |  |  | C100 | TEST LAB | 2J1 | 2 | NO INSPECTION REQUIRED | 7
CRM1207013-0001 | CAVITY ASSEMBLY |  | 9 | C100 | TEST LAB | VTA | 3 | PASSED INSPECTION | 1 | CAVSN
CRM1207013-0001 | CAVITY ASSEMBLY |  | 16 | C100 | TEST LAB | S4 | 5 | MODIFY | 1 | CAVSN
CRM1207013-0001 | CAVITY ASSEMBLY |  | 24 | C100 | TEST LAB | VTA | 4 | USE AS IS | 1 | CAVSN
CRM1207013-0001 | CAVITY ASSEMBLY |  | 26 | C100 | TEST LAB | O1 | 5 | MODIFY | 1 | CAVSN
CRM1207013-0001 | CAVITY ASSEMBLY |  | 27 | C100 | TEST LAB | CRYO ASSEMBLY | 5 | MODIFY | 1 | CAVSN
CRM1207013-0001 | CAVITY ASSEMBLY |  | RI-PRO-023 | L2PRO | TEST LAB | RM 1012 - CMM / RF TUNING | 10 | HOLD - INSPECTION PENDING | 1 | CAVSN
CRM1207013-0001 DOCUMENTS | CAVITY ASSEMBLY DOCUMENTS |  | 1 | C100 | TEST LAB | 6B | 2 | NO INSPECTION REQUIRED | 1
CRM1207013-0001 DOCUMENTS | CAVITY ASSEMBLY DOCUMENTS |  | 2 | C100 | TEST LAB | 6B | 2 | NO INSPECTION REQUIRED | 1
CRM1207013-0001 DOCUMENTS | CAVITY ASSEMBLY DOCUMENTS |  | 3 | C100 | TEST LAB | 6B | 2 | NO INSPECTION REQUIRED | 1
CRM1207013-0001 DOCUMENTS | CAVITY ASSEMBLY DOCUMENTS |  | 4 | C100 | TEST LAB | 6B | 2 | NO INSPECTION REQUIRED | 1
CRM1207013-0001 DOCUMENTS | CAVITY ASSEMBLY DOCUMENTS |  | 5 | C100 | TEST LAB | 6B | 2 | NO INSPECTION REQUIRED | 1
CRM1207013-0001 DOCUMENTS | CAVITY ASSEMBLY DOCUMENTS |  | 6 | C100 | TEST LAB | 6B | 2 | NO INSPECTION REQUIRED | 1
CRM1207013-0001 DOCUMENTS | CAVITY ASSEMBLY DOCUMENTS |  | 7 | C100 | TEST LAB | 6B | 2 | NO INSPECTION REQUIRED | 1
CRM1207013-0001 DOCUMENTS | CAVITY ASSEMBLY DOCUMENTS |  | 8 | C100 | TEST LAB | 6B | 2 | NO INSPECTION REQUIRED | 1
CRM1207013-0001 DOCUMENTS | CAVITY ASSEMBLY DOCUMENTS |  | 9 | C100 | TEST LAB | 6B | 2 | NO INSPECTION REQUIRED | 1
CRM1207013-0001 DOCUMENTS | CAVITY ASSEMBLY DOCUMENTS |  | 10 | C100 | TEST LAB | 6B | 2 | NO INSPECTION REQUIRED | 1
CRM1207013-0001 DOCUMENTS | CAVITY ASSEMBLY DOCUMENTS |  | 11 | C100 | TEST LAB | 6B | 2 | NO INSPECTION REQUIRED | 1
CRM1207013-0001 DOCUMENTS | CAVITY ASSEMBLY DOCUMENTS |  | 12 | C100 | TEST LAB | 6B | 2 | NO INSPECTION REQUIRED | 1
CRM1207013-0001 DOCUMENTS | CAVITY ASSEMBLY DOCUMENTS |  | 13 | C100 | TEST LAB | 6B | 2 | NO INSPECTION REQUIRED | 1
CRM1207013-0001 DOCUMENTS | CAVITY ASSEMBLY DOCUMENTS |  | 14 | C100 | TEST LAB | 6B | 2 | NO INSPECTION REQUIRED | 1
CRM1207013-0001 DOCUMENTS | CAVITY ASSEMBLY DOCUMENTS |  | 15 | C100 | TEST LAB | 6B | 2 | NO INSPECTION REQUIRED | 1
CRM1207013-0001 DOCUMENTS | CAVITY ASSEMBLY DOCUMENTS |  | 16 | C100 | TEST LAB | 6B | 2 | NO INSPECTION REQUIRED | 1
CRM1207013-0001 DOCUMENTS | CAVITY ASSEMBLY DOCUMENTS |  | 17 | C100 | TEST LAB | 6B | 2 | NO INSPECTION REQUIRED | 1
CRM1207013-0001 DOCUMENTS | CAVITY ASSEMBLY DOCUMENTS |  | 18 | C100 | TEST LAB | 6B | 2 | NO INSPECTION REQUIRED | 1
CRM1207013-0001 DOCUMENTS | CAVITY ASSEMBLY DOCUMENTS |  | 19 | C100 | TEST LAB | 6B | 2 | NO INSPECTION REQUIRED | 1
CRM1207013-0001 DOCUMENTS | CAVITY ASSEMBLY DOCUMENTS |  | 20 | C100 | TEST LAB | 6B | 2 | NO INSPECTION REQUIRED | 1
CRM1207013-0001 DOCUMENTS | CAVITY ASSEMBLY DOCUMENTS |  | 21 | C100 | TEST LAB | 6B | 2 | NO INSPECTION REQUIRED | 1
CRM1207013-0001 DOCUMENTS | CAVITY ASSEMBLY DOCUMENTS |  | 22 | C100 | TEST LAB | 6B | 2 | NO INSPECTION REQUIRED | 1
CRM1207013-0001 DOCUMENTS | CAVITY ASSEMBLY DOCUMENTS |  | 23 | C100 | TEST LAB | 6B | 2 | NO INSPECTION REQUIRED | 1
CRM1207013-0001 DOCUMENTS | CAVITY ASSEMBLY DOCUMENTS |  | 24 | C100 | TEST LAB | 6B | 2 | NO INSPECTION REQUIRED | 1
CRM1207013-0001 DOCUMENTS | CAVITY ASSEMBLY DOCUMENTS |  | 25 | C100 | TEST LAB | 6B | 2 | NO INSPECTION REQUIRED | 1
CRM1207013-0001 DOCUMENTS | CAVITY ASSEMBLY DOCUMENTS |  | 026A | C100 | TEST LAB | 6B | 2 | NO INSPECTION REQUIRED | 1
CRM1207013-0001 DOCUMENTS | CAVITY ASSEMBLY DOCUMENTS |  | 026B | C100 | TEST LAB | 6B | 2 | NO INSPECTION REQUIRED | 1
CRM1207013-0001 DOCUMENTS | CAVITY ASSEMBLY DOCUMENTS |  | 27 | C100 | TEST LAB | 6B | 2 | NO INSPECTION REQUIRED | 1
CRM1207013-0001 DOCUMENTS | CAVITY ASSEMBLY DOCUMENTS |  | 28 | C100 | TEST LAB | 6B | 2 | NO INSPECTION REQUIRED | 1
CRM1207013-0001 DOCUMENTS | CAVITY ASSEMBLY DOCUMENTS |  | 29 | C100 | TEST LAB | 6B | 2 | NO INSPECTION REQUIRED | 1
CRM1207013-0001 DOCUMENTS | CAVITY ASSEMBLY DOCUMENTS |  | 30 | C100 | TEST LAB | 6B | 2 | NO INSPECTION REQUIRED | 1
CRM1207013-0001 DOCUMENTS | CAVITY ASSEMBLY DOCUMENTS |  | 31 | C100 | TEST LAB | 6B | 2 | NO INSPECTION REQUIRED | 1
CRM1207013-0001 DOCUMENTS | CAVITY ASSEMBLY DOCUMENTS |  | 32 | C100 | TEST LAB | 6B | 2 | NO INSPECTION REQUIRED | 1
CRM1207013-0001 DOCUMENTS | CAVITY ASSEMBLY DOCUMENTS |  | 33 | C100 | TEST LAB | 6B | 2 | NO INSPECTION REQUIRED | 1
CRM1207013-0001 DOCUMENTS | CAVITY ASSEMBLY DOCUMENTS |  | 34 | C100 | TEST LAB | 6B | 2 | NO INSPECTION REQUIRED | 1
CRM1207013-0001 DOCUMENTS | CAVITY ASSEMBLY DOCUMENTS |  | 35 | C100 | TEST LAB | 6B | 2 | NO INSPECTION REQUIRED | 1
CRM1207013-0001 DOCUMENTS | CAVITY ASSEMBLY DOCUMENTS |  | 36 | C100 | TEST LAB | 6B | 2 | NO INSPECTION REQUIRED | 1
CRM1207013-0001 DOCUMENTS | CAVITY ASSEMBLY DOCUMENTS |  | 37 | C100 | TEST LAB | 6B | 2 | NO INSPECTION REQUIRED | 1
CRM1207013-0001 DOCUMENTS | CAVITY ASSEMBLY DOCUMENTS |  | 38 | C100 | TEST LAB | 6B | 2 | NO INSPECTION REQUIRED | 1
CRM1207013-0001 DOCUMENTS | CAVITY ASSEMBLY DOCUMENTS |  | 039A | C100 | TEST LAB | 6B | 2 | NO INSPECTION REQUIRED | 1
CRM1207013-0001 DOCUMENTS | CAVITY ASSEMBLY DOCUMENTS |  | 039B | C100 | TEST LAB | 6B | 2 | NO INSPECTION REQUIRED | 1
CRM1207013-0001 DOCUMENTS | CAVITY ASSEMBLY DOCUMENTS |  | 40 | C100 | TEST LAB | 6B | 2 | NO INSPECTION REQUIRED | 1
CRM1207013-0001 DOCUMENTS | CAVITY ASSEMBLY DOCUMENTS |  | 41 | C100 | TEST LAB | 6B | 2 | NO INSPECTION REQUIRED | 1
CRM1207013-0001 DOCUMENTS | CAVITY ASSEMBLY DOCUMENTS |  | 42 | C100 | TEST LAB | 6B | 2 | NO INSPECTION REQUIRED | 1
CRM1207013-0001 DOCUMENTS | CAVITY ASSEMBLY DOCUMENTS |  | 43 | C100 | TEST LAB | 6B | 2 | NO INSPECTION REQUIRED | 1
CRM1207013-0001 DOCUMENTS | CAVITY ASSEMBLY DOCUMENTS |  | 44 | C100 | TEST LAB | 6B | 2 | NO INSPECTION REQUIRED | 1
CRM1207013-0001 DOCUMENTS | CAVITY ASSEMBLY DOCUMENTS |  | 45 | C100 | TEST LAB | 6B | 2 | NO INSPECTION REQUIRED | 1
CRM1207013-0001 DOCUMENTS | CAVITY ASSEMBLY DOCUMENTS |  | 46 | C100 | TEST LAB | 6B | 2 | NO INSPECTION REQUIRED | 1
CRM1207013-0001 DOCUMENTS | CAVITY ASSEMBLY DOCUMENTS |  | 47 | C100 | TEST LAB | 6B | 2 | NO INSPECTION REQUIRED | 1
CRM1207013-0001 DOCUMENTS | CAVITY ASSEMBLY DOCUMENTS |  | 48 | C100 | TEST LAB | 6B | 2 | NO INSPECTION REQUIRED | 1
CRM1207013-0001 DOCUMENTS | CAVITY ASSEMBLY DOCUMENTS |  | 49 | C100 | TEST LAB | 6B | 2 | NO INSPECTION REQUIRED | 1
CRM1207013-0001 DOCUMENTS | CAVITY ASSEMBLY DOCUMENTS |  | 50 | C100 | TEST LAB | 6B | 2 | NO INSPECTION REQUIRED | 1
CRM1207013-0001 DOCUMENTS | CAVITY ASSEMBLY DOCUMENTS |  | 51 | C100 | TEST LAB | 6B | 2 | NO INSPECTION REQUIRED | 1
CRM1207013-0001 DOCUMENTS | CAVITY ASSEMBLY DOCUMENTS |  | 52 | C100 | TEST LAB | 6B | 2 | NO INSPECTION REQUIRED | 1
CRM1207013-0001 DOCUMENTS | CAVITY ASSEMBLY DOCUMENTS |  | 53 | C100 | TEST LAB | 6B | 2 | NO INSPECTION REQUIRED | 1
CRM1207013-0001 DOCUMENTS | CAVITY ASSEMBLY DOCUMENTS |  | 54 | C100 | TEST LAB | 6B | 2 | NO INSPECTION REQUIRED | 1
CRM1207013-0001 DOCUMENTS | CAVITY ASSEMBLY DOCUMENTS |  | 55 | C100 | TEST LAB | 6B | 2 | NO INSPECTION REQUIRED | 1
CRM1207013-0001 DOCUMENTS | CAVITY ASSEMBLY DOCUMENTS |  | 56 | C100 | TEST LAB | 6B | 2 | NO INSPECTION REQUIRED | 1
CRM1207013-0001 DOCUMENTS | CAVITY ASSEMBLY DOCUMENTS |  | 57 | C100 | TEST LAB | 6B | 2 | NO INSPECTION REQUIRED | 1
CRM1207013-0001 DOCUMENTS | CAVITY ASSEMBLY DOCUMENTS |  | 58 | C100 | TEST LAB | 6B | 2 | NO INSPECTION REQUIRED | 1
CRM1207013-0001 DOCUMENTS | CAVITY ASSEMBLY DOCUMENTS |  | 59 | C100 | TEST LAB | 6B | 2 | NO INSPECTION REQUIRED | 1
CRM1207013-0001 DOCUMENTS | CAVITY ASSEMBLY DOCUMENTS |  | 60 | C100 | TEST LAB | 6B | 2 | NO INSPECTION REQUIRED | 1
CRM1207013-0001 DOCUMENTS | CAVITY ASSEMBLY DOCUMENTS |  | 61 | C100 | TEST LAB | 6B | 2 | NO INSPECTION REQUIRED | 1
CRM1207013-0001 DOCUMENTS | CAVITY ASSEMBLY DOCUMENTS |  | 62 | C100 | TEST LAB | 6B | 2 | NO INSPECTION REQUIRED | 1
CRM1207013-0001 DOCUMENTS | CAVITY ASSEMBLY DOCUMENTS |  | 63 | C100 | TEST LAB | 6B | 2 | NO INSPECTION REQUIRED | 1
CRM1207013-0001 DOCUMENTS | CAVITY ASSEMBLY DOCUMENTS |  | 64 | C100 | TEST LAB | 6B | 2 | NO INSPECTION REQUIRED | 1
CRM1207013-0001 DOCUMENTS | CAVITY ASSEMBLY DOCUMENTS |  | 65 | C100 | TEST LAB | 6B | 2 | NO INSPECTION REQUIRED | 1
CRM1207013-0001 DOCUMENTS | CAVITY ASSEMBLY DOCUMENTS |  | 66 | C100 | TEST LAB | 6B | 2 | NO INSPECTION REQUIRED | 1
CRM1207013-0001 DOCUMENTS | CAVITY ASSEMBLY DOCUMENTS |  | 67 | C100 | TEST LAB | 6B | 2 | NO INSPECTION REQUIRED | 1
CRM1207013-0001 DOCUMENTS | CAVITY ASSEMBLY DOCUMENTS |  | 68 | C100 | TEST LAB | 6B | 2 | NO INSPECTION REQUIRED | 1
CRM1207013-0001 DOCUMENTS | CAVITY ASSEMBLY DOCUMENTS |  | 69 | C100 | TEST LAB | 6B | 2 | NO INSPECTION REQUIRED | 1
CRM1207013-0001 DOCUMENTS | CAVITY ASSEMBLY DOCUMENTS |  | 70 | C100 | TEST LAB | 6B | 2 | NO INSPECTION REQUIRED | 1
CRM1207013-0001 DOCUMENTS | CAVITY ASSEMBLY DOCUMENTS |  | 71 | C100 | TEST LAB | 6B | 2 | NO INSPECTION REQUIRED | 1
CRM1207013-0001 DOCUMENTS | CAVITY ASSEMBLY DOCUMENTS |  | 72 | C100 | TEST LAB | 6B | 2 | NO INSPECTION REQUIRED | 1
CRM1207013-0001 DOCUMENTS | CAVITY ASSEMBLY DOCUMENTS |  | 73 | C100 | TEST LAB | 6B | 2 | NO INSPECTION REQUIRED | 1
CRM1207013-0001 DOCUMENTS | CAVITY ASSEMBLY DOCUMENTS |  | 74 | C100 | TEST LAB | 6B | 2 | NO INSPECTION REQUIRED | 1
CRM1207013-0001 DOCUMENTS | CAVITY ASSEMBLY DOCUMENTS |  | 75 | C100 | TEST LAB | 6B | 2 | NO INSPECTION REQUIRED | 1
CRM1207013-0001 DOCUMENTS | CAVITY ASSEMBLY DOCUMENTS |  | 76 | C100 | TEST LAB | 6B | 2 | NO INSPECTION REQUIRED | 1
CRM1207013-0001 DOCUMENTS | CAVITY ASSEMBLY DOCUMENTS |  | 77 | C100 | TEST LAB | 6B | 2 | NO INSPECTION REQUIRED | 1
CRM1207013-0001 DOCUMENTS | CAVITY ASSEMBLY DOCUMENTS |  | 78 | C100 | TEST LAB | 6B | 2 | NO INSPECTION REQUIRED | 1
CRM1207013-0001 DOCUMENTS | CAVITY ASSEMBLY DOCUMENTS |  | 79 | C100 | TEST LAB | 6B | 2 | NO INSPECTION REQUIRED | 1
CRM1207013-0001 DOCUMENTS | CAVITY ASSEMBLY DOCUMENTS |  | 80 | C100 | TEST LAB | 6B | 2 | NO INSPECTION REQUIRED | 1
CRM1207013-0001 DOCUMENTS | CAVITY ASSEMBLY DOCUMENTS |  | 81 | C100 | TEST LAB | 6B | 2 | NO INSPECTION REQUIRED | 1
CRM1207013-0001 DOCUMENTS | CAVITY ASSEMBLY DOCUMENTS |  | 82 | C100 | TEST LAB | 6B | 2 | NO INSPECTION REQUIRED | 1
CRM1207013-0001 DOCUMENTS | CAVITY ASSEMBLY DOCUMENTS |  | 83 | C100 | TEST LAB | 6B | 2 | NO INSPECTION REQUIRED | 1
CRM1207013-0001 DOCUMENTS | CAVITY ASSEMBLY DOCUMENTS |  | 84 | C100 | TEST LAB | 6B | 2 | NO INSPECTION REQUIRED | 1
CRM1207013-0001 DOCUMENTS | CAVITY ASSEMBLY DOCUMENTS |  | 85 | C100 | TEST LAB | 6B | 2 | NO INSPECTION REQUIRED | 1
CRM1207013-0001 DOCUMENTS | CAVITY ASSEMBLY DOCUMENTS |  | 86 | C100 | TEST LAB | 6B | 2 | NO INSPECTION REQUIRED | 1
CRM1207014-0003 | LOCKING ROD |  |  | C100 | TEST LAB | 4G | 2 | NO INSPECTION REQUIRED | 5
CRM1207014-0004 | CENTER LOCKING ROD |  |  | C100 | BLUE CRAB - LCLS-II | BLUECRAB FLOOR | 2 | NO INSPECTION REQUIRED | 18
CRM1207014-0020 | HOM PROBE FEED THRU |  | 47726-0001 | C100 | TEST LAB | CABINET 2 | 7 | REJECTED | 1 | HMFTSN
CRM1207014-0020 | HOM PROBE FEED THRU |  | 47726-0005 | C100 | TEST LAB | CABINET 2 | 7 | REJECTED | 1 | HMFTSN
CRM1207014-0020 | HOM PROBE FEED THRU |  | 47726-0006 | C100 | TEST LAB | RM 2216 - LEUNG | 9 | HOLD - NCR | 1 | HMFTSN
CRM1207014-0020 | HOM PROBE FEED THRU |  | 47726-0016 | C100 | TEST LAB | AT LARGE | 10 | HOLD - INSPECTION PENDING | 1 | HMFTSN
CRM1207014-0020 | HOM PROBE FEED THRU |  | 47726-0018 | C100 | TEST LAB | AT LARGE | 10 | HOLD - INSPECTION PENDING | 1 | HMFTSN
CRM1207014-0020 | HOM PROBE FEED THRU |  | 47726-0032 | C100 | TEST LAB | RM 2231-15 - HUQUE | 7 | REJECTED | 1 | HMFTSN
CRM1207014-0020 | HOM PROBE FEED THRU |  | 47726-0034 | C100 | TEST LAB | CABINET 2 | 10 | HOLD - INSPECTION PENDING | 1 | HMFTSN
CRM1207014-0020 | HOM PROBE FEED THRU |  | 47726-0036 | C100 | TEST LAB | CABINET 2 | 9 | HOLD - NCR | 1 | HMFTSN
CRM1207014-0020 | HOM PROBE FEED THRU |  | 47726-0037 | C100 | TEST LAB | CABINET 2 | 9 | HOLD - NCR | 1 | HMFTSN
CRM1207014-0020 | HOM PROBE FEED THRU |  | 47726-0046 | C100 | TEST LAB | RF LAB | 10 | HOLD - INSPECTION PENDING | 1 | HMFTSN
CRM1207014-0020 | HOM PROBE FEED THRU |  | 48483-0089 | C100 | TEST LAB | 8L | 4 | USE AS IS | 1 | HMFTSN
CRM1207014-0020 | HOM PROBE FEED THRU |  | 48483-0091 | C100 | TEST LAB | 8L | 4 | USE AS IS | 1 | HMFTSN
CRM1207014-0020 | HOM PROBE FEED THRU |  | 48483-0092 | C100 | TEST LAB | RM 2231-15 - HUQUE | 4 | USE AS IS | 1 | HMFTSN
CRM1207014-0020 | HOM PROBE FEED THRU |  | 48483-0097 | C100 | TEST LAB | RM 2231-15 - HUQUE | 4 | USE AS IS | 1 | HMFTSN
CRM1207014-0020 | HOM PROBE FEED THRU |  | 48483-0099 | C100 | TEST LAB | RM 2231-15 - HUQUE | 4 | USE AS IS | 1 | HMFTSN
CRM1207014-0020 | HOM PROBE FEED THRU |  | 48483-0100 | C100 | TEST LAB | RM 2231-15 - HUQUE | 4 | USE AS IS | 1 | HMFTSN
CRM1207014-0020 | HOM PROBE FEED THRU |  | 48483-0103 | C100 | TEST LAB | CABINET 2 | 10 | HOLD - INSPECTION PENDING | 1 | HMFTSN
CRM1207014-0020 | HOM PROBE FEED THRU |  | 48483-0105 | C100 | TEST LAB | CABINET 2 | 10 | HOLD - INSPECTION PENDING | 1 | HMFTSN
CRM1207014-0020 | HOM PROBE FEED THRU |  | 48483-0107 | C100 | TEST LAB | RM 2231-15 - HUQUE | 4 | USE AS IS | 1 | HMFTSN
CRM1207014-0020 | HOM PROBE FEED THRU |  | 48483-0108 | C100 | TEST LAB | 8L | 4 | USE AS IS | 1 | HMFTSN
CRM1207014-0020 | HOM PROBE FEED THRU |  | 49569-01 | L2PRO | TEST LAB | RM 1012 - CMM / RF TUNING | 10 | HOLD - INSPECTION PENDING | 1 | HMFTSN
CRM1207014-0020 | HOM PROBE FEED THRU |  | 49569-02 | L2PRO | TEST LAB | RM 1012 - CMM / RF TUNING | 10 | HOLD - INSPECTION PENDING | 1 | HMFTSN
CRM1207014-0020 | HOM PROBE FEED THRU |  | 49569-03 | L2PRO | TEST LAB | RM 1012 - CMM / RF TUNING | 10 | HOLD - INSPECTION PENDING | 1 | HMFTSN
CRM1207014-0020 | HOM PROBE FEED THRU |  | 49569-04 | L2PRO | TEST LAB | RM 1012 - CMM / RF TUNING | 9 | HOLD - NCR | 1 | HMFTSN
CRM1207014-0020 | HOM PROBE FEED THRU |  | 49569-05 | L2PRO | TEST LAB | RM 1012 - CMM / RF TUNING | 10 | HOLD - INSPECTION PENDING | 1 | HMFTSN
CRM1207014-0020 | HOM PROBE FEED THRU |  | 49569-06 | L2PRO | TEST LAB | RM 1012 - CMM / RF TUNING | 10 | HOLD - INSPECTION PENDING | 1 | HMFTSN
CRM1207014-0020 | HOM PROBE FEED THRU |  | 49569-07 | QCM | TEST LAB | RM 1012 - CMM / RF TUNING | 9 | HOLD - NCR | 1 | HMFTSN
CRM1207014-0020 | HOM PROBE FEED THRU |  | 49569-08 | QCM | TEST LAB | RM 1012 - CMM / RF TUNING | 10 | HOLD - INSPECTION PENDING | 1 | HMFTSN
CRM1207014-0020 | HOM PROBE FEED THRU |  | 49569-09 | QCM | TEST LAB | RM 1012 - CMM / RF TUNING | 9 | HOLD - NCR | 1 | HMFTSN
CRM1207014-0020 | HOM PROBE FEED THRU |  | 49569-10 | QCM | TEST LAB | RM 1012 - CMM / RF TUNING | 9 | HOLD - NCR | 1 | HMFTSN
CRM1207014-0020 | HOM PROBE FEED THRU |  | 49569-11 | QCM | TEST LAB | RM 1012 - CMM / RF TUNING | 10 | HOLD - INSPECTION PENDING | 1 | HMFTSN
CRM1207014-0020 | HOM PROBE FEED THRU |  | 49569-12 | QCM | TEST LAB | RM 1012 - CMM / RF TUNING | 10 | HOLD - INSPECTION PENDING | 1 | HMFTSN
CRM1207014-0020 | HOM PROBE FEED THRU |  | 49699-1 | QCM | TEST LAB | RM 1012 - CMM / RF TUNING | 10 | HOLD - INSPECTION PENDING | 1 | HMFTSN
CRM1207014-0020 | HOM PROBE FEED THRU |  | 49699-2 | QCM | TEST LAB | RM 1012 - CMM / RF TUNING | 10 | HOLD - INSPECTION PENDING | 1 | HMFTSN
CRM1207014-0020 | HOM PROBE FEED THRU |  | 49699-3 | QCM | TEST LAB | CABINET 2 | 9 | HOLD - NCR | 1 | HMFTSN
CRM1207014-0020 | HOM PROBE FEED THRU |  | ISI-0002 | C100 | TEST LAB | CABINET 2 | 7 | REJECTED | 1 | HMFTSN
CRM1207014-0020 | HOM PROBE FEED THRU |  | ISI-0005 | C100 | TEST LAB | CMM - RM 146B | 7 | REJECTED | 1 | HMFTSN
CRM1207014-0020 | HOM PROBE FEED THRU |  | ISI-0006 | C100 | TEST LAB | RM 2216 - LEUNG | 7 | REJECTED | 1 | HMFTSN
CRM1207014-0020 | HOM PROBE FEED THRU |  | ISI-0012 | C100 | TEST LAB | CABINET 2 | 9 | HOLD - NCR | 1 | HMFTSN
CRM1207014-0020 | HOM PROBE FEED THRU |  | ISI-0015 | C100 | TEST LAB | CABINET 2 | 7 | REJECTED | 1 | HMFTSN
CRM1207014-0020 | HOM PROBE FEED THRU |  | ISI-0020 | C100 | TEST LAB | CABINET 2 | 6 | RETURN TO VENDOR | 1 | HMFTSN
CRM1207014-0020 | HOM PROBE FEED THRU |  | ISI-0026 | C100 | TEST LAB | CABINET 2 | 6 | RETURN TO VENDOR | 1 | HMFTSN
CRM1207014-0020 | HOM PROBE FEED THRU |  | ISI-0058 | C100 | TEST LAB | CABINET 2 | 6 | RETURN TO VENDOR | 1 | HMFTSN
CRM1207014-0020 | HOM PROBE FEED THRU |  | ISI-0059 | C100 | TEST LAB | RM 278 - RF/TUNE/HEAT | 3 | PASSED INSPECTION | 1 | HMFTSN
CRM1207014-0020 | HOM PROBE FEED THRU |  | ISI-0064 | C100 | TEST LAB | CABINET 2 | 6 | RETURN TO VENDOR | 1 | HMFTSN
CRM1207014-0020 | HOM PROBE FEED THRU |  | ISI-0067 | C100 | TEST LAB | CABINET 2 | 6 | RETURN TO VENDOR | 1 | HMFTSN
CRM1207014-0020 | HOM PROBE FEED THRU |  | ISI-0081 | C100 | TEST LAB | RM 2231-15 - HUQUE | 6 | RETURN TO VENDOR | 1 | HMFTSN
CRM1207014-0020 | HOM PROBE FEED THRU |  | ISI-0085 | C100 | TEST LAB | CABINET 2 | 6 | RETURN TO VENDOR | 1 | HMFTSN
CRM1207014-0020 | HOM PROBE FEED THRU |  | MPF-0001 | C100 | TEST LAB | AT LARGE | 10 | HOLD - INSPECTION PENDING | 1 | HMFTSN
CRM1207014-0020 | HOM PROBE FEED THRU |  | MPF-0002 | C100 | TEST LAB | AT LARGE | 10 | HOLD - INSPECTION PENDING | 1 | HMFTSN
CRM1207014-0020 | HOM PROBE FEED THRU |  | MPF-0003 | C100 | TEST LAB | RM 2231-15 - HUQUE | 7 | REJECTED | 1 | HMFTSN
CRM1207014-0020 | HOM PROBE FEED THRU |  | MPF-0004 | C100 | TEST LAB | AT LARGE | 10 | HOLD - INSPECTION PENDING | 1 | HMFTSN
CRM1207014-0020 | HOM PROBE FEED THRU |  | MPF-0005 | C100 | TEST LAB | CABINET 2 | 9 | HOLD - NCR | 1 | HMFTSN
CRM1207014-0020 | HOM PROBE FEED THRU |  | MPF-0022 | C100 | TEST LAB | CABINET 2 | 7 | REJECTED | 1 | HMFTSN
CRM1207014-0020 | HOM PROBE FEED THRU |  | MPF-0026 | C100 | TEST LAB | CABINET 2 | 7 | REJECTED | 1 | HMFTSN
CRM1207014-0020 | HOM PROBE FEED THRU |  | MPF-0028 | C100 | TEST LAB | CABINET 2 | 7 | REJECTED | 1 | HMFTSN
CRM1207014-0020 | HOM PROBE FEED THRU |  | MPF-0034 | C100 | TEST LAB | CABINET 2 | 7 | REJECTED | 1 | HMFTSN
CRM1207014-0020 | HOM PROBE FEED THRU |  | MPF-0035 | C100 | TEST LAB | CABINET 2 | 7 | REJECTED | 1 | HMFTSN
CRM1207014-0020 | HOM PROBE FEED THRU |  | MPF-0039 | C100 | TEST LAB | RM 2231-15 - HUQUE | 7 | REJECTED | 1 | HMFTSN
CRM1207014-0020 | HOM PROBE FEED THRU |  | MPF-0044 | C100 | TEST LAB | CABINET 2 | 9 | HOLD - NCR | 1 | HMFTSN
CRM1207014-0020 | HOM PROBE FEED THRU |  | MPF-0049 | C100 | TEST LAB | CABINET 2 | 7 | REJECTED | 1 | HMFTSN
CRM1207014-0020 | HOM PROBE FEED THRU |  | MPF-0057 | C100 | TEST LAB | CABINET 2 | 7 | REJECTED | 1 | HMFTSN
CRM1207014-0020 | HOM PROBE FEED THRU |  | RI-PRO-004 | C100 | TEST LAB | CABINET 2 | 7 | REJECTED | 1 | HMFTSN
CRM1207014-0020 | HOM PROBE FEED THRU |  | RI-PRO-005 | C100 | TEST LAB | RM 2216 - LEUNG | 7 | REJECTED | 1 | HMFTSN
CRM1207014-0020 | HOM PROBE FEED THRU |  | RI-PRO-007 | C100 | TEST LAB | RM 2231-15 - HUQUE | 7 | REJECTED | 1 | HMFTSN
CRM1207014-0020 | HOM PROBE FEED THRU |  | RI-PRO-014 | C100 | TEST LAB | RM 1012 - CMM / RF TUNING | 7 | REJECTED | 1 | HMFTSN
CRM1207014-0020 | HOM PROBE FEED THRU |  | RI-PRO-015 | C100 | TEST LAB | RM 2231-15 - HUQUE | 7 | REJECTED | 1 | HMFTSN
CRM1207014-0020 | HOM PROBE FEED THRU |  | RI-PRO-024 | C100 | TEST LAB | RM 2231-15 - HUQUE | 7 | REJECTED | 1 | HMFTSN
CRM1207014-0020 | HOM PROBE FEED THRU |  | RI-PRO-029 | C100 | TEST LAB | CABINET 2 | 7 | REJECTED | 1 | HMFTSN
CRM1207014-0020 | HOM PROBE FEED THRU |  | RI-PRO-032 | C100 | TEST LAB | RM 2231-15 - HUQUE | 7 | REJECTED | 1 | HMFTSN
CRM1207014-0020 | HOM PROBE FEED THRU |  | RI-PRO-034 | C100 | TEST LAB | CABINET 2 | 7 | REJECTED | 1 | HMFTSN
CRM1207014-0020 | HOM PROBE FEED THRU |  | RI-PRO-042 | C100 | TEST LAB | CABINET 2 | 7 | REJECTED | 1 | HMFTSN
CRM1207014-0020 | HOM PROBE FEED THRU |  | RI-PRO-047 | C100 | TEST LAB | RM 2231-15 - HUQUE | 7 | REJECTED | 1 | HMFTSN
CRM1207014-0150 | HOM FEED THRU HEAT INTERCET ASSEMBLIES |  |  | C100 | TEST LAB | REFURB RM - 153 | 2 | NO INSPECTION REQUIRED | 64
CRM1207020-0025 | HELIUM VESSEL HEAD ASSY |  | 183 | C100 | BLUE CRAB - LCLS-II | BLUECRAB FLOOR | 4 | USE AS IS | 1 | HVHDSN
CRM1207020-0025 | HELIUM VESSEL HEAD ASSY |  | 184 | C100 | BLUE CRAB - LCLS-II | BLUECRAB FLOOR | 4 | USE AS IS | 1 | HVHDSN
CRM1207020-0025 | HELIUM VESSEL HEAD ASSY |  | 185 | C100 | BLUE CRAB - LCLS-II | BLUECRAB FLOOR | 4 | USE AS IS | 1 | HVHDSN
CRM1207020-0025 | HELIUM VESSEL HEAD ASSY |  | 186 | C100 | BLUE CRAB - LCLS-II | BLUECRAB FLOOR | 4 | USE AS IS | 1 | HVHDSN
CRM1207020-0025 | HELIUM VESSEL HEAD ASSY |  | 187 | C100 | BLUE CRAB - LCLS-II | BLUECRAB FLOOR | 4 | USE AS IS | 1 | HVHDSN
CRM1207020-0025 | HELIUM VESSEL HEAD ASSY |  | 188 | C100 | BLUE CRAB - LCLS-II | BLUECRAB FLOOR | 4 | USE AS IS | 1 | HVHDSN
CRM1207020-0025 | HELIUM VESSEL HEAD ASSY |  | 189 | C100 | BLUE CRAB - LCLS-II | BLUECRAB FLOOR | 4 | USE AS IS | 1 | HVHDSN
CRM1207020-0025 | HELIUM VESSEL HEAD ASSY |  | 190 | C100 | BLUE CRAB - LCLS-II | BLUECRAB FLOOR | 4 | USE AS IS | 1 | HVHDSN
CRM1207020-0025 | HELIUM VESSEL HEAD ASSY |  | 191 | C100 | BLUE CRAB - LCLS-II | BLUECRAB FLOOR | 4 | USE AS IS | 1 | HVHDSN
CRM1207020-0025 | HELIUM VESSEL HEAD ASSY |  | 192 | C100 | BLUE CRAB - LCLS-II | BLUECRAB FLOOR | 4 | USE AS IS | 1 | HVHDSN
CRM1207020-0025 | HELIUM VESSEL HEAD ASSY |  | 193 | C100 | BLUE CRAB - LCLS-II | BLUECRAB FLOOR | 4 | USE AS IS | 1 | HVHDSN
CRM1207020-0025 | HELIUM VESSEL HEAD ASSY |  | 194 | C100 | BLUE CRAB - LCLS-II | BLUECRAB FLOOR | 4 | USE AS IS | 1 | HVHDSN
CRM1207020-0025 | HELIUM VESSEL HEAD ASSY |  | 195 | C100 | BLUE CRAB - LCLS-II | BLUECRAB FLOOR | 4 | USE AS IS | 1 | HVHDSN
CRM1207020-0025 | HELIUM VESSEL HEAD ASSY |  | 196 | C100 | BLUE CRAB - LCLS-II | BLUECRAB FLOOR | 4 | USE AS IS | 1 | HVHDSN
CRM1207020-0025 | HELIUM VESSEL HEAD ASSY |  | 197 | C100 | BLUE CRAB - LCLS-II | BLUECRAB FLOOR | 4 | USE AS IS | 1 | HVHDSN
CRM1207020-0025 | HELIUM VESSEL HEAD ASSY |  | 198 | C100 | BLUE CRAB - LCLS-II | BLUECRAB FLOOR | 4 | USE AS IS | 1 | HVHDSN
CRM1207020-1000 | HELIUM VESSEL ASSEMBLY (RH) |  | 36 | C100 | TEST LAB | 4 | 10 | HOLD - INSPECTION PENDING | 1 | HESSN
CRM1207020-1000 | HELIUM VESSEL ASSEMBLY (RH) |  | 60 | C100 | TEST LAB | REFURB RM - 153 | 10 | HOLD - INSPECTION PENDING | 1 | HESSN
CRM1207020-1000 | HELIUM VESSEL ASSEMBLY (RH) |  | 65 | C100 | TEST LAB | 4 | 4 | USE AS IS | 1 | HESSN
CRM1207020-1600 | CAVITY ACOUSTIC CLAMP ASSEMBLY |  |  | C100 | TEST LAB | 2B | 2 | NO INSPECTION REQUIRED | 12
CRM1207043-0031 | SKETCH - 001 |  |  | C100 | TEST LAB | 2H | 2 | NO INSPECTION REQUIRED | 7
CRM1207050-0000 | COLD TUNER ASSEMBLY |  | 1 | C100 | TEST LAB | 2131 FLOOR | 3 | PASSED INSPECTION | 1 | TUNCSN
CRM1207050-0000 | COLD TUNER ASSEMBLY |  | 42 | C100 | TEST LAB | 2131 FLOOR | 3 | PASSED INSPECTION | 1 | TUNCSN
CRM1207050-0001 | PIVOT ARM DETAIL |  |  | C100 | TEST LAB | 2131 FLOOR | 2 | NO INSPECTION REQUIRED | 112
CRM1207050-0022 | REINFORCED PIVOT ARM - DETAIL |  |  | C100 | TEST LAB | 8I | 3 | PASSED INSPECTION | 1
CRM1207050-0022 | REINFORCED PIVOT ARM - DETAIL |  |  | C100 | TEST LAB | CRYO ASSEMBLY | 3 | PASSED INSPECTION | 1
CRM1207060-3000 HDWR PKG | RETURN BEAMPIPE HDWR PKG |  |  | C100 | TEST LAB | 10C | 2 | NO INSPECTION REQUIRED | 6
CRM1207061-3000 HDWR PKG | SUPPLY BEAMPIPE HDWR PKG |  |  | C100 | TEST LAB | 10B | 2 | NO INSPECTION REQUIRED | 5
CRM1207070-0000 | 12GEV WAVEGUIDE ASSEMBLY |  | F058824/01 | C100 | TEST LAB | 6G | 7 | REJECTED | 1 | WGDSN
CRM1207070-0000 | 12GEV WAVEGUIDE ASSEMBLY |  | F061359/13 | C100 | TEST LAB | 6G | 7 | REJECTED | 1 | WGDSN
CRM1207070-0000 | 12GEV WAVEGUIDE ASSEMBLY |  | F061584/03 | C100 | TEST LAB | RM 1025 - FURNACE | 4 | USE AS IS | 1 | WGDSN
CRM1207070-0000 | 12GEV WAVEGUIDE ASSEMBLY |  | F063951/03 | C100 | TEST LAB | RM 2224 - MACHA | 7 | REJECTED | 1 | WGDSN
CRM1207070-0000 | 12GEV WAVEGUIDE ASSEMBLY |  | F063951/07 | C100 | TEST LAB | RM 1022 - CNC MILLING | 7 | REJECTED | 1 | WGDSN
CRM1207070-0000 | 12GEV WAVEGUIDE ASSEMBLY |  | F064155/02 | C100 | TEST LAB | AT LARGE | 6 | RETURN TO VENDOR | 1 | WGDSN
CRM1207070-0000 | 12GEV WAVEGUIDE ASSEMBLY |  | F067763/20 | C100 | TEST LAB | AT LARGE | 10 | HOLD - INSPECTION PENDING | 1 | WGDSN
CRM1207070-0000 | 12GEV WAVEGUIDE ASSEMBLY | ~ | F356223/05 | P1 | TEST LAB | RM 1012 - CMM / RF TUNING | 10 | HOLD - INSPECTION PENDING | 1 | WGDSN
CRM1207070-0000 | 12GEV WAVEGUIDE ASSEMBLY | ~ | F356224/06 | P1 | TEST LAB | RM 1012 - CMM / RF TUNING | 10 | HOLD - INSPECTION PENDING | 1 | WGDSN
CRM1207070-0000 | 12GEV WAVEGUIDE ASSEMBLY |  | F356225/01 | C100 | TEST LAB | 6G | 7 | REJECTED | 1 | WGDSN
CRM1207070-0000 | 12GEV WAVEGUIDE ASSEMBLY | ~ | F890195/03 | P1 | TEST LAB | RM 1012 - CMM / RF TUNING | 10 | HOLD - INSPECTION PENDING | 1 | WGDSN
CRM1207070-0000 | 12GEV WAVEGUIDE ASSEMBLY |  | F892522/04 | C100 | TEST LAB | LEAK TEST | 7 | REJECTED | 1 | WGDSN
CRM1207070-0000 | 12GEV WAVEGUIDE ASSEMBLY |  | F892522/05 | C100 | TEST LAB | RM 1025 - FURNACE | 4 | USE AS IS | 1 | WGDSN
CRM1207070-0000 | 12GEV WAVEGUIDE ASSEMBLY | ~ | F892522/08 | P1 | TEST LAB | RM 1012 - CMM / RF TUNING | 10 | HOLD - INSPECTION PENDING | 1 | WGDSN
CRM1207070-0000 | 12GEV WAVEGUIDE ASSEMBLY |  | F897109/01 | C100 | TEST LAB | RM 1025 - FURNACE | 4 | USE AS IS | 1 | WGDSN
CRM1207070-0000 | 12GEV WAVEGUIDE ASSEMBLY |  | F898271/01 | C100 | TEST LAB | RM 1025 - FURNACE | 4 | USE AS IS | 1 | WGDSN
CRM1207070-0000 | 12GEV WAVEGUIDE ASSEMBLY |  | F898271/04 | C100 | TEST LAB | 6G | 5 | MODIFY | 1 | WGDSN
CRM1207070-0000 | 12GEV WAVEGUIDE ASSEMBLY |  | F898271/05 | C100 | TEST LAB | 6G | 7 | REJECTED | 1 | WGDSN
CRM1207070-0000 | 12GEV WAVEGUIDE ASSEMBLY |  | G010213-01 | F100 | TEST LAB | 6G | 7 | REJECTED | 1 | WGDSN
CRM1207070-0000 | 12GEV WAVEGUIDE ASSEMBLY |  | G010213-02 | F100 | TEST LAB | 6G | 7 | REJECTED | 1 | WGDSN
CRM1207070-0000 | 12GEV WAVEGUIDE ASSEMBLY |  | G096314-03 | F100 | TEST LAB | RM 1025 - FURNACE | 4 | USE AS IS | 1 | WGDSN
CRM1207070-0000 | 12GEV WAVEGUIDE ASSEMBLY | ~ | G096314/01 | P1 | TEST LAB | RM 1012 - CMM / RF TUNING | 10 | HOLD - INSPECTION PENDING | 1 | WGDSN
CRM1207070-0000 | 12GEV WAVEGUIDE ASSEMBLY | ~ | G096314/12 | P1 | TEST LAB | RM 1012 - CMM / RF TUNING | 10 | HOLD - INSPECTION PENDING | 1 | WGDSN
CRM1207070-0000 | 12GEV WAVEGUIDE ASSEMBLY |  | G103046-02 | F100 | TEST LAB | RM 1012 - CMM / RF TUNING | 7 | REJECTED | 1 | WGDSN
CRM1207070-0000 | 12GEV WAVEGUIDE ASSEMBLY |  | G103046-03 | F100 | TEST LAB | 6G | 7 | REJECTED | 1 | WGDSN
CRM1207070-0000 | 12GEV WAVEGUIDE ASSEMBLY | ~ | G103046/01 | P1 | TEST LAB | RM 1012 - CMM / RF TUNING | 10 | HOLD - INSPECTION PENDING | 1 | WGDSN
CRM1207070-0000 | 12GEV WAVEGUIDE ASSEMBLY | ~ | G103046/04 | P1 | TEST LAB | RM 1012 - CMM / RF TUNING | 10 | HOLD - INSPECTION PENDING | 1 | WGDSN
CRM1207070-0000 | 12GEV WAVEGUIDE ASSEMBLY | ~ | G103046/06 | P1 | TEST LAB | RM 1012 - CMM / RF TUNING | 10 | HOLD - INSPECTION PENDING | 1 | WGDSN
CRM1207070-0000 | 12GEV WAVEGUIDE ASSEMBLY | ~ | G103046/07 | P1 | TEST LAB | RM 1012 - CMM / RF TUNING | 10 | HOLD - INSPECTION PENDING | 1 | WGDSN
CRM1207075-0003 HDWR PKG | RIGHT SIDE WAVEGUIDE SPOOL ASSY |  |  | C100 | TEST LAB | 9I | 2 | NO INSPECTION REQUIRED | 3
CRM1207075-0005 | VERTICAL SUPPORT RIGHT WELDMENT |  |  | C100 | TEST LAB | 2F2 | 2 | NO INSPECTION REQUIRED | 6
CRM1207075-0006 | VERTICAL SUPPORT LEFT WELDMENT |  |  | C100 | TEST LAB | 2F2 | 2 | NO INSPECTION REQUIRED | 2
CRM1207075-0007 | DOUBLE WINDOW HORZ SUPPORT WELDMENT |  |  | F100 | TEST LAB | 2F2 | 2 | NO INSPECTION REQUIRED | 7
CRM1207075-0013 | PUMP SUPPORT PLATE DETAIL |  |  | C100 | TEST LAB | 2F2 | 2 | NO INSPECTION REQUIRED | 5
CRM1207075-0024 | BRAZEMENT ADAPTER ASSY |  | 26 | C100 | TEST LAB | CMM - RM 146B | 2 | NO INSPECTION REQUIRED | 1 | WBASN
CRM1207075-0024 | BRAZEMENT ADAPTER ASSY |  | 48643-0146 | F100 | TEST LAB | CMM - RM 146B | 4 | USE AS IS | 1 | WBASN
CRM1207075-0024 | BRAZEMENT ADAPTER ASSY |  | 48643-0150 | F100 | TEST LAB | CMM - RM 146B | 4 | USE AS IS | 1 | WBASN
CRM1207075-0024 | BRAZEMENT ADAPTER ASSY |  | JLAB-64 | C100 | TEST LAB | CMM - RM 146B | 7 | REJECTED | 1 | WBASN
CRM1207075-0024 | BRAZEMENT ADAPTER ASSY |  | JLAB-69 | C100 | TEST LAB | CMM - RM 146B | 7 | REJECTED | 1 | WBASN
CRM1207075-0024 | BRAZEMENT ADAPTER ASSY |  | JLAB-78 | C100 | TEST LAB | CMM - RM 146B | 10 | HOLD - INSPECTION PENDING | 1 | WBASN
CRM1207075-0024 | BRAZEMENT ADAPTER ASSY |  | JLAB-79 | C100 | TEST LAB | 3C | 10 | HOLD - INSPECTION PENDING | 1 | WBASN
CRM1207075-0024 | BRAZEMENT ADAPTER ASSY |  | OML-0017 | C100 | TEST LAB | CMM - RM 146B | 4 | USE AS IS | 1 | WBASN
CRM1207075-0024 | BRAZEMENT ADAPTER ASSY |  | OML-0051 | C100 | TEST LAB | CMM - RM 146B | 6 | RETURN TO VENDOR | 1 | WBASN
CRM1207075-0024 | BRAZEMENT ADAPTER ASSY |  | OML-0061 | C100 | TEST LAB | CMM - RM 146B | 5 | MODIFY | 1 | WBASN
CRM1207075-0024 | BRAZEMENT ADAPTER ASSY |  | OML-0063 | C100 | TEST LAB | CMM - RM 146B | 4 | USE AS IS | 1 | WBASN
CRM1207075-0024 | BRAZEMENT ADAPTER ASSY |  | OML-0073 | C100 | TEST LAB | CMM - RM 146B | 4 | USE AS IS | 1 | WBASN
CRM1207075-0024 | BRAZEMENT ADAPTER ASSY |  | OML-0082 | C100 | TEST LAB | CMM - RM 146B | 4 | USE AS IS | 1 | WBASN
CRM1207075-0024 | BRAZEMENT ADAPTER ASSY |  | OML-0090 | C100 | TEST LAB | CABINET 2 | 7 | REJECTED | 1 | WBASN
CRM1207075-0024 | BRAZEMENT ADAPTER ASSY |  | OML-0095 | C100 | TEST LAB | 3C | 10 | HOLD - INSPECTION PENDING | 1 | WBASN
CRM1207075-0024 | BRAZEMENT ADAPTER ASSY |  | OML-0107 | C100 | TEST LAB | 3C | 5 | MODIFY | 1 | WBASN
CRM1207075-0024 | BRAZEMENT ADAPTER ASSY |  | OML-0114 | C100 | TEST LAB | 3C | 4 | USE AS IS | 1 | WBASN
CRM1207075-0024 | BRAZEMENT ADAPTER ASSY |  | OML-0117 | C100 | TEST LAB | CABINET 2 | 7 | REJECTED | 1 | WBASN
CRM1207075-0024 | BRAZEMENT ADAPTER ASSY |  | OML-0120 | C100 | TEST LAB | WINDOW TEST STAND | 4 | USE AS IS | 1 | WBASN
CRM1207075-0024 | BRAZEMENT ADAPTER ASSY |  | OML-0121 | C100 | TEST LAB | WINDOW TEST STAND | 6 | RETURN TO VENDOR | 1 | WBASN
CRM1207075-0035 | ADAPTER WINDOW ASSEMBLY | ~ | ASSEM0035-020 | P1 | TEST LAB | RM 1012 - CMM / RF TUNING | 2 | NO INSPECTION REQUIRED | 1 | WINSN
CRM1207075-0035 | ADAPTER WINDOW ASSEMBLY | ~ | ASSEM0035-022 | P1 | TEST LAB | RM 1012 - CMM / RF TUNING | 2 | NO INSPECTION REQUIRED | 1 | WINSN
CRM1207075-0035 | ADAPTER WINDOW ASSEMBLY |  | ASSEM0035-089 | C100 | TEDF | LOBBY | 7 | REJECTED | 1 | WINSN
CRM1207075-0035 | ADAPTER WINDOW ASSEMBLY |  | ASSEM0035-095 | C100 | TEST LAB | LEAK TEST | 10 | HOLD - INSPECTION PENDING | 1 | WINSN
CRM1207075-0035 | ADAPTER WINDOW ASSEMBLY |  | ASSEM0035-122 | C100 | TEST LAB | 6 | 7 | REJECTED | 1 | WINSN
CRM1207075-0035 | ADAPTER WINDOW ASSEMBLY |  | ASSEM0035-140 | C100 | TEST LAB | RM 2224 - MACHA | 7 | REJECTED | 1 | WINSN
CRM1207075-0035 | ADAPTER WINDOW ASSEMBLY |  | ASSEM0035-161 | C100 | TEST LAB | RM 1012 - CMM / RF TUNING | 4 | USE AS IS | 1 | WINSN
CRM1207075-0035 | ADAPTER WINDOW ASSEMBLY |  | ASSEM0035-181 | C100 | TEST LAB | LEAK TEST | 9 | HOLD - NCR | 1 | WINSN
CRM1207075-0035 | ADAPTER WINDOW ASSEMBLY |  | ASSEM0035-188 | C100 | TEST LAB | 4J | 10 | HOLD - INSPECTION PENDING | 1 | WINSN
CRM1207075-0035 | ADAPTER WINDOW ASSEMBLY |  | ASSEM0035-190 | C100 | TEST LAB | RM 1012 - CMM / RF TUNING | 2 | NO INSPECTION REQUIRED | 1 | WINSN
CRM1207075-0035 | ADAPTER WINDOW ASSEMBLY | ~ | ASSEM0035-191 | P1 | TEST LAB | RM 1012 - CMM / RF TUNING | 2 | NO INSPECTION REQUIRED | 1 | WINSN
CRM1207075-0035 | ADAPTER WINDOW ASSEMBLY | ~ | ASSEM0035-192 | P1 | TEST LAB | RM 1012 - CMM / RF TUNING | 2 | NO INSPECTION REQUIRED | 1 | WINSN
CRM1207075-0035 | ADAPTER WINDOW ASSEMBLY | ~ | ASSEM0035-202 | P1 | TEST LAB | RM 1012 - CMM / RF TUNING | 2 | NO INSPECTION REQUIRED | 1 | WINSN
CRM1207075-0035 | ADAPTER WINDOW ASSEMBLY | ~ | ASSEM0035-219 | P1 | TEST LAB | RM 1012 - CMM / RF TUNING | 2 | NO INSPECTION REQUIRED | 1 | WINSN
CRM1207075-0035 | ADAPTER WINDOW ASSEMBLY | ~ | ASSEM0035-220 | P1 | TEST LAB | RM 1012 - CMM / RF TUNING | 2 | NO INSPECTION REQUIRED | 1 | WINSN
CRM1207075-0035 | ADAPTER WINDOW ASSEMBLY | ~ | ASSEM0035-221 | P1 | TEST LAB | RM 1012 - CMM / RF TUNING | 2 | NO INSPECTION REQUIRED | 1 | WINSN
CRM1207075-0035 | ADAPTER WINDOW ASSEMBLY | ~ | ASSEM0035-222 | P1 | TEST LAB | RM 1012 - CMM / RF TUNING | 2 | NO INSPECTION REQUIRED | 1 | WINSN
CRM1207075-0035 | ADAPTER WINDOW ASSEMBLY | ~ | ASSEM0035-223 | P1 | TEST LAB | RM 1012 - CMM / RF TUNING | 2 | NO INSPECTION REQUIRED | 1 | WINSN
CRM1207075-0035 | ADAPTER WINDOW ASSEMBLY | ~ | ASSEM0035-224 | P1 | TEST LAB | RM 1012 - CMM / RF TUNING | 2 | NO INSPECTION REQUIRED | 1 | WINSN
CRM1207075-0035 | ADAPTER WINDOW ASSEMBLY | ~ | OML-0001 | P1 | TEST LAB | RM 1012 - CMM / RF TUNING | 2 | NO INSPECTION REQUIRED | 1 | WINSN
CRM1207075-0035 | ADAPTER WINDOW ASSEMBLY | ~ | OML-0003 | P1 | TEST LAB | RM 1012 - CMM / RF TUNING | 2 | NO INSPECTION REQUIRED | 1 | WINSN
CRM1207075-0035 | ADAPTER WINDOW ASSEMBLY | ~ | OML-0004 | P1 | TEST LAB | RM 1012 - CMM / RF TUNING | 2 | NO INSPECTION REQUIRED | 1 | WINSN
CRM1207075-0035 | ADAPTER WINDOW ASSEMBLY |  | OML-B-0001 | BNL | TEST LAB | LEAK TEST | 2 | NO INSPECTION REQUIRED | 1 | WINSN
CRM1207075-0037 | DOUBLE SIDED RECTANGULAR FLANGE |  |  | C100 | TEST LAB | 3J2 | 10 | HOLD - INSPECTION PENDING | 4 | DSRFSN
CRM1207075-0037 | DOUBLE SIDED RECTANGULAR FLANGE |  |  | C100 | TEST LAB | LEAK TEST | 10 | HOLD - INSPECTION PENDING | 2 | DSRFSN
CRM1207075-0040 | WAVEGUIDE SPOOL - LEFT |  | L44 | C100 | BLUE CRAB - LCLS-II | BLUECRAB FLOOR | 9 | HOLD - NCR | 1 | GVWGSN
CRM1207075-0040 | WAVEGUIDE SPOOL - LEFT |  | L50 | F100 | TEST LAB | 6 | 7 | REJECTED | 1 | GVWGSN
CRM1207075-0040 | WAVEGUIDE SPOOL - LEFT |  | L51 | F100 | BLUE CRAB - LCLS-II | BLUECRAB FLOOR | 9 | HOLD - NCR | 1 | GVWGSN
CRM1207075-0040 | WAVEGUIDE SPOOL - LEFT |  | L53 | F100 | BLUE CRAB - LCLS-II | BLUECRAB FLOOR | 9 | HOLD - NCR | 1 | GVWGSN
CRM1207075-0040 | WAVEGUIDE SPOOL - LEFT |  | L54 | F100 | BLUE CRAB - LCLS-II | BLUECRAB FLOOR | 9 | HOLD - NCR | 1 | GVWGSN
CRM1207075-0041 | WAVEGUIDE SPOOL - RIGHT |  | R24 | C100 | BLUE CRAB - LCLS-II | BLUECRAB FLOOR | 10 | HOLD - INSPECTION PENDING | 1 | GVWGSN
CRM1207075-0041 | WAVEGUIDE SPOOL - RIGHT |  | R25 | C100 | BLUE CRAB - LCLS-II | BLUECRAB FLOOR | 10 | HOLD - INSPECTION PENDING | 1 | GVWGSN
CRM1207075-0041 | WAVEGUIDE SPOOL - RIGHT |  | R35 | C100 | BLUE CRAB - LCLS-II | BLUECRAB FLOOR | 4 | USE AS IS | 1 | GVWGSN
CRM1207075-0041 | WAVEGUIDE SPOOL - RIGHT |  | R50 | F100 | BLUE CRAB - LCLS-II | BLUECRAB FLOOR | 9 | HOLD - NCR | 1 | GVWGSN
CRM1207075-0041 | WAVEGUIDE SPOOL - RIGHT |  | R53 | F100 | BLUE CRAB - LCLS-II | BLUECRAB FLOOR | 9 | HOLD - NCR | 1 | GVWGSN
CRM1207075-0044 | SUPPORT BRACKET - SHORT |  |  | C100 | TEST LAB | 2F2 | 2 | NO INSPECTION REQUIRED | 4
CRM1207075-0055 | PUMP SUPPORT PLATE DETAIL |  |  | C100 | TEST LAB | 2F2 | 2 | NO INSPECTION REQUIRED | 1
CRM1207075-0058 | SUPPORT BRACKET - LONG |  |  | C100 | TEST LAB | 2F2 | 2 | NO INSPECTION REQUIRED | 7
CRM1207075-0060 | SMALL RF FLANGE GASKET |  |  | C100 | TEST LAB | 2G | 2 | NO INSPECTION REQUIRED | 60
CRM1207075-0060 | SMALL RF FLANGE GASKET |  |  | C100 | TEST LAB | BIN 192 | 2 | NO INSPECTION REQUIRED | 39
CRM1207080-0010 | 5.63 DIAMETER BELLOWS WITH CUFFS |  |  | QCM | TEST LAB | 1F2 | 10 | HOLD - INSPECTION PENDING | 2
CRM1207080-0900-02 | HELIUM LEVEL SENSOR |  | SHS09-182 | C100 | TEST LAB | 1F2 | 2 | NO INSPECTION REQUIRED | 1 | HLSSN
CRM1207080-0900-02 | HELIUM LEVEL SENSOR |  | SHS09-196 | C100 | TEST LAB | 1C | 2 | NO INSPECTION REQUIRED | 1 | HLSSN
CRM1207080-0900-02 | HELIUM LEVEL SENSOR |  |  | QCM | TEST LAB | 1F2 | 2 | NO INSPECTION REQUIRED | 2 | HLSSN
CRM1207080-0904 | LIQUID LEVEL HOLDER |  |  | QCM | TEST LAB | 1F2 | 2 | NO INSPECTION REQUIRED | 2
CRM1207090-1000-21 | LIFT STUD |  |  | C100 | TEST LAB | 1K | 2 | NO INSPECTION REQUIRED | 4
CRM1207095-1000 DOCUMENTS | SPACEFRAME ASSY DOCUMENTS |  | 1 | C100 | TEST LAB | 6B | 2 | NO INSPECTION REQUIRED | 1
CRM1207095-1000 DOCUMENTS | SPACEFRAME ASSY DOCUMENTS |  | 2 | C100 | TEST LAB | 6B | 2 | NO INSPECTION REQUIRED | 1
CRM1207095-1000 DOCUMENTS | SPACEFRAME ASSY DOCUMENTS |  | 3 | C100 | TEST LAB | 6B | 2 | NO INSPECTION REQUIRED | 1
CRM1207095-1000 DOCUMENTS | SPACEFRAME ASSY DOCUMENTS |  | 4 | C100 | TEST LAB | 6B | 2 | NO INSPECTION REQUIRED | 1
CRM1207095-1000 DOCUMENTS | SPACEFRAME ASSY DOCUMENTS |  | 5 | C100 | TEST LAB | 6B | 2 | NO INSPECTION REQUIRED | 1
CRM1207095-1000 DOCUMENTS | SPACEFRAME ASSY DOCUMENTS |  | 6 | C100 | TEST LAB | 6B | 2 | NO INSPECTION REQUIRED | 1
CRM1207095-1000 DOCUMENTS | SPACEFRAME ASSY DOCUMENTS |  | 7 | C100 | TEST LAB | 6B | 2 | NO INSPECTION REQUIRED | 1
CRM1207095-1000 DOCUMENTS | SPACEFRAME ASSY DOCUMENTS |  | 8 | C100 | TEST LAB | RM 317 - MATALEVICH | 2 | NO INSPECTION REQUIRED | 1
CRM1207095-1000 DOCUMENTS | SPACEFRAME ASSY DOCUMENTS |  | 9 | C100 | TEST LAB | RM 317 - MATALEVICH | 2 | NO INSPECTION REQUIRED | 1
CRM1207095-1000 DOCUMENTS | SPACEFRAME ASSY DOCUMENTS |  | 10 | C100 | TEST LAB | RM 317 - MATALEVICH | 2 | NO INSPECTION REQUIRED | 1
CRM1208010-0010 | MAG SHIELD 1/2 ANGLE S |  |  | SRFR&D | TEST LAB | 7A | 2 | NO INSPECTION REQUIRED | 1
CRM1208020-0010 | MAG SHIELD 1/2 ANGLE R |  |  | SRFR&D | TEST LAB | 7A | 2 | NO INSPECTION REQUIRED | 1
CRM1208020-0011 | MAG SHIELD 1/2 ANGLE S/R |  |  | SRFR&D | TEST LAB | 7A | 2 | NO INSPECTION REQUIRED | 2
CRM9005020-2026 | BOTTOM COVER PLATE A _ DETAIL | B |  | SNSPPU | TEST LAB | 1B | 10 | HOLD - INSPECTION PENDING | 2
CRM9005020-2047 | BOTTOM COVER PLATE B - DETAIL | B |  | SNSPPU | TEST LAB | 1B | 10 | HOLD - INSPECTION PENDING | 2
CRM9006000-0064 | HEATER COVER | ~ |  | SNSPPU | TEST LAB | 2G | 2 | NO INSPECTION REQUIRED | 60
CRM9006000-0081-03 | HEATER FPC WINDOW | ~ |  | SNSPPU | TEST LAB | 2G | 2 | NO INSPECTION REQUIRED | 60
CRM9007010-0002 | HIGH BETA CAVITY TOP ASSY |  | HB46 | SNSPPU | TEST LAB | CHEMISTRY | 10 | HOLD - INSPECTION PENDING | 1 | CAVSN
CRM9007010-0002 | HIGH BETA CAVITY TOP ASSY |  | HB49 | SNSPPU | TEST LAB | RM 2133 - CAVITY STORAGE | 10 | HOLD - INSPECTION PENDING | 1 | CAVSN
CRM9007010-0002 | HIGH BETA CAVITY TOP ASSY |  | HB50 | SNSPPU | TEST LAB | CHEMISTRY | 10 | HOLD - INSPECTION PENDING | 1 | CAVSN
CRM9007010-1051 | BEAM TUBE/FPC FLANGE SEAL DETAIL |  |  | SNSPPU | TEST LAB | 4J | 2 | NO INSPECTION REQUIRED | 505
CRM9007010-1053 | PROBE FLANGE SEAL DETAIL |  |  | SNSPPU | TEST LAB | 4G | 2 | NO INSPECTION REQUIRED | 180
CRM9007010-1076 | HOM FLANGE SEAL DETAIL |  |  | SNSPPU | TEST LAB | 4G | 2 | NO INSPECTION REQUIRED | 331
CRM9007020-1030-01 | LIQUID LEVEL PROBE |  | SHS19-430 | SNSPPU | TEST LAB | 1L | 2 | NO INSPECTION REQUIRED | 1 | HLSSN
CRM9007020-1030-01 | LIQUID LEVEL PROBE |  | SHS19-431 | SNSPPU | TEST LAB | 1L | 2 | NO INSPECTION REQUIRED | 1 | HLSSN
CRM9007020-1030-01 | LIQUID LEVEL PROBE |  | SHS19-432 | SNSPPU | TEST LAB | 1L | 2 | NO INSPECTION REQUIRED | 1 | HLSSN
CRM9007020-1030-01 | LIQUID LEVEL PROBE |  | SHS19-433 | SNSPPU | TEST LAB | 1L | 2 | NO INSPECTION REQUIRED | 1 | HLSSN
CRM9007020-1030-01 | LIQUID LEVEL PROBE |  | SHS19-434 | SNSPPU | TEST LAB | 1L | 2 | NO INSPECTION REQUIRED | 1 | HLSSN
CRM9007020-1030-01 | LIQUID LEVEL PROBE |  | SHS19-435 | SNSPPU | TEST LAB | 1L | 2 | NO INSPECTION REQUIRED | 1 | HLSSN
CRM9007020-1030-01 | LIQUID LEVEL PROBE |  | SHS19-436 | SNSPPU | TEST LAB | 1L | 2 | NO INSPECTION REQUIRED | 1 | HLSSN
CRM9007020-1030-01 | LIQUID LEVEL PROBE |  | SHS19-437 | SNSPPU | TEST LAB | 1L | 2 | NO INSPECTION REQUIRED | 1 | HLSSN
CRM9007020-1030-01 | LIQUID LEVEL PROBE |  | SHS19-438 | SNSPPU | TEST LAB | 1L | 2 | NO INSPECTION REQUIRED | 1 | HLSSN
CRM9007020-1030-01 | LIQUID LEVEL PROBE |  | SHS19-439 | SNSPPU | TEST LAB | 1L | 2 | NO INSPECTION REQUIRED | 1 | HLSSN
CRM9007020-1030-01 | LIQUID LEVEL PROBE |  | SHS19-440 | SNSPPU | TEST LAB | 1L | 2 | NO INSPECTION REQUIRED | 1 | HLSSN
CRM9007020-1030-01 | LIQUID LEVEL PROBE |  | SHS19-441 | SNSPPU | TEST LAB | 1L | 2 | NO INSPECTION REQUIRED | 1 | HLSSN
CRM9007020-1030-01 | LIQUID LEVEL PROBE |  | SHS19-442 | SNSPPU | TEST LAB | 1L | 2 | NO INSPECTION REQUIRED | 1 | HLSSN
CRM9007020-1030-01 | LIQUID LEVEL PROBE |  | SHS19-443 | SNSPPU | TEST LAB | 1L | 2 | NO INSPECTION REQUIRED | 1 | HLSSN
CRM9007020-1030-01 | LIQUID LEVEL PROBE |  | SHS19-444 | SNSPPU | TEST LAB | 1L | 2 | NO INSPECTION REQUIRED | 1 | HLSSN
CRM9007020-1030-01 | LIQUID LEVEL PROBE |  | SHS19-445 | SNSPPU | TEST LAB | 1L | 2 | NO INSPECTION REQUIRED | 1 | HLSSN
CRM9007020-1030-01 | LIQUID LEVEL PROBE |  | SHS19-446 | SNSPPU | TEST LAB | 1L | 2 | NO INSPECTION REQUIRED | 1 | HLSSN
CRM9007020-1030-01 | LIQUID LEVEL PROBE |  | SHS19-447 | SNSPPU | TEST LAB | 1L | 2 | NO INSPECTION REQUIRED | 1 | HLSSN
CRM9007020-1030-01 | LIQUID LEVEL PROBE |  | SHS19-448 | SNSPPU | TEST LAB | 1L | 2 | NO INSPECTION REQUIRED | 1 | HLSSN
CRM9007020-1030-01 | LIQUID LEVEL PROBE |  | SHS19-449 | SNSPPU | TEST LAB | 1L | 2 | NO INSPECTION REQUIRED | 1 | HLSSN
CRM9007020-1030-03 | LIQUID LEVEL PROBE TUBE .75 OD X .035 | C |  | SNSPPU | TEST LAB | 3G | 2 | NO INSPECTION REQUIRED | 9
CRM9007020-1030-04 | 2 PART EPOXY | C |  | SNSPPU | TEST LAB | RM 2135 FLAME LOCKER | 2 | NO INSPECTION REQUIRED | 1
CRM9007020-1030-09 | TEFLON SHRINK TUBE FIT-500-18 | C |  | SNSPPU | TEST LAB | 3G | 2 | NO INSPECTION REQUIRED | 1
CRM9007020-1030-10 | POLYOLEFIN SHRINK TUBE FIT-221-3/64 | C |  | SNSPPU | TEST LAB | 3G | 2 | NO INSPECTION REQUIRED | 3
CRM9007020-1030-11 | BRAIDED DACRON LACING TAPE #4 | C |  | SNSPPU | TEST LAB | 3G | 2 | NO INSPECTION REQUIRED | 4
CRM9007030-0025 | SPHERICAL WASHER - DETAIL |  |  | C100 | TEST LAB | BIN 183 | 2 | NO INSPECTION REQUIRED | 222
CW005200R0JE12 | 200 OHM RESISTOR | ~ |  | L2PRD | TEST LAB | 2K | 2 | NO INSPECTION REQUIRED | 20
CX-1050-CU-HT-1.4L-QL32-2.2 | CRYOGENIC TEMPERATURE SENSOR |  | X148462 | SNSPPU | TEST LAB | 1I | 2 | NO INSPECTION REQUIRED | 1 | DCXCUSN
CX-1050-CU-HT-1.4L-QL32-2.2 | CRYOGENIC TEMPERATURE SENSOR |  | X148464 | SNSPPU | TEST LAB | 1I | 2 | NO INSPECTION REQUIRED | 1 | DCXCUSN
CX-1050-CU-HT-1.4L-QL32-2.2 | CRYOGENIC TEMPERATURE SENSOR |  | X148766 | SNSPPU | TEST LAB | 1I | 2 | NO INSPECTION REQUIRED | 1 | DCXCUSN
CX-1050-CU-HT-1.4L-QL32-2.2 | CRYOGENIC TEMPERATURE SENSOR |  | X148807 | SNSPPU | TEST LAB | 1I | 2 | NO INSPECTION REQUIRED | 1 | DCXCUSN
CX-1050-CU-HT-1.4L-QL32-2.2 | CRYOGENIC TEMPERATURE SENSOR |  | X148838 | SNSPPU | TEST LAB | 1I | 2 | NO INSPECTION REQUIRED | 1 | DCXCUSN
CX-1050-CU-HT-1.4L-QL32-2.2 | CRYOGENIC TEMPERATURE SENSOR |  | X148839 | SNSPPU | TEST LAB | 1I | 2 | NO INSPECTION REQUIRED | 1 | DCXCUSN
CX-1050-CU-HT-1.4L-QL32-2.2 | CRYOGENIC TEMPERATURE SENSOR |  | X148840 | SNSPPU | TEST LAB | 1I | 2 | NO INSPECTION REQUIRED | 1 | DCXCUSN
CX-1050-CU-HT-1.4L-QL32-2.2 | CRYOGENIC TEMPERATURE SENSOR |  | X148841 | SNSPPU | TEST LAB | 1I | 2 | NO INSPECTION REQUIRED | 1 | DCXCUSN
CX-1050-CU-HT-1.4L-QL32-2.2 | CRYOGENIC TEMPERATURE SENSOR |  | X148843 | SNSPPU | TEST LAB | 1I | 2 | NO INSPECTION REQUIRED | 1 | DCXCUSN
CX-1050-CU-HT-1.4L-QL32-2.2 | CRYOGENIC TEMPERATURE SENSOR |  | X148844 | SNSPPU | TEST LAB | 1I | 2 | NO INSPECTION REQUIRED | 1 | DCXCUSN
CX-1050-CU-HT-1.4L-QL32-2.2 | CRYOGENIC TEMPERATURE SENSOR |  | X149708 | SNSPPU | TEST LAB | 1I | 2 | NO INSPECTION REQUIRED | 1 | DCXCUSN
CX-1050-CU-HT-1.4L-QL32-2.2 | CRYOGENIC TEMPERATURE SENSOR |  | X149709 | SNSPPU | TEST LAB | 1I | 2 | NO INSPECTION REQUIRED | 1 | DCXCUSN
CX-1050-CU-HT-1.4L-QL32-2.2 | CRYOGENIC TEMPERATURE SENSOR |  | X149710 | SNSPPU | TEST LAB | 1I | 2 | NO INSPECTION REQUIRED | 1 | DCXCUSN
CX-1050-CU-HT-1.4L-QL32-2.2 | CRYOGENIC TEMPERATURE SENSOR |  | X149712 | SNSPPU | TEST LAB | 1I | 2 | NO INSPECTION REQUIRED | 1 | DCXCUSN
CX-1050-CU-HT-1.4L-QL32-2.2 | CRYOGENIC TEMPERATURE SENSOR |  | X149715 | SNSPPU | TEST LAB | 1I | 2 | NO INSPECTION REQUIRED | 1 | DCXCUSN
CX-1050-CU-HT-1.4L-QL32-2.2 | CRYOGENIC TEMPERATURE SENSOR |  | X149716 | SNSPPU | TEST LAB | 1I | 2 | NO INSPECTION REQUIRED | 1 | DCXCUSN
CX-1050-CU-HT-1.4L-QL32-2.2 | CRYOGENIC TEMPERATURE SENSOR |  | X149722 | SNSPPU | TEST LAB | 1I | 2 | NO INSPECTION REQUIRED | 1 | DCXCUSN
CX-1050-CU-HT-1.4L-QL32-2.2 | CRYOGENIC TEMPERATURE SENSOR |  | X149723 | SNSPPU | TEST LAB | 1I | 2 | NO INSPECTION REQUIRED | 1 | DCXCUSN
CX-1050-CU-HT-1.4L-QL32-2.2 | CRYOGENIC TEMPERATURE SENSOR |  | X149726 | SNSPPU | TEST LAB | 1I | 2 | NO INSPECTION REQUIRED | 1 | DCXCUSN
CX-1050-CU-HT-1.4L-QL32-2.2 | CRYOGENIC TEMPERATURE SENSOR |  | X149737 | SNSPPU | TEST LAB | 1I | 2 | NO INSPECTION REQUIRED | 1 | DCXCUSN
CX-1050-CU-HT-1.4L-QL32-2.2 | CRYOGENIC TEMPERATURE SENSOR |  | X149776 | SNSPPU | TEST LAB | 1I | 2 | NO INSPECTION REQUIRED | 1 | DCXCUSN
CX-1050-CU-HT-1.4L-QL32-2.2 | CRYOGENIC TEMPERATURE SENSOR |  | X149794 | SNSPPU | TEST LAB | 1I | 2 | NO INSPECTION REQUIRED | 1 | DCXCUSN
CX-1050-CU-HT-1.4L-QL32-2.2 | CRYOGENIC TEMPERATURE SENSOR |  | X149824 | SNSPPU | TEST LAB | 1I | 2 | NO INSPECTION REQUIRED | 1 | DCXCUSN
CX-1050-CU-HT-1.4L-QL32-2.2 | CRYOGENIC TEMPERATURE SENSOR |  | X149825 | SNSPPU | TEST LAB | 1I | 2 | NO INSPECTION REQUIRED | 1 | DCXCUSN
CX-1050-CU-HT-1.4L-QL32-2.2 | CRYOGENIC TEMPERATURE SENSOR |  | X149826 | SNSPPU | TEST LAB | 1I | 2 | NO INSPECTION REQUIRED | 1 | DCXCUSN
CX-1050-CU-HT-1.4L-QL32-2.2 | CRYOGENIC TEMPERATURE SENSOR |  | X149827 | SNSPPU | TEST LAB | 1I | 2 | NO INSPECTION REQUIRED | 1 | DCXCUSN
CX-1050-CU-HT-1.4L-QL32-2.2 | CRYOGENIC TEMPERATURE SENSOR |  | X149841 | SNSPPU | TEST LAB | 1I | 2 | NO INSPECTION REQUIRED | 1 | DCXCUSN
CX-1050-CU-HT-1.4L-QL32-2.2 | CRYOGENIC TEMPERATURE SENSOR |  | X149842 | SNSPPU | TEST LAB | 1I | 2 | NO INSPECTION REQUIRED | 1 | DCXCUSN
CX-1050-CU-HT-1.4L-QL32-2.2 | CRYOGENIC TEMPERATURE SENSOR |  | X149868 | SNSPPU | TEST LAB | 1I | 2 | NO INSPECTION REQUIRED | 1 | DCXCUSN
CX-1050-CU-HT-1.4L-QL32-2.2 | CRYOGENIC TEMPERATURE SENSOR |  | X149869 | SNSPPU | TEST LAB | 1I | 2 | NO INSPECTION REQUIRED | 1 | DCXCUSN
CX-1050-CU-HT-1.4L-QL32-2.2 | CRYOGENIC TEMPERATURE SENSOR |  | X149897 | SNSPPU | TEST LAB | 1I | 2 | NO INSPECTION REQUIRED | 1 | DCXCUSN
CX-1050-CU-HT-1.4L-QL32-2.2 | CRYOGENIC TEMPERATURE SENSOR |  | X149898 | SNSPPU | TEST LAB | 1I | 2 | NO INSPECTION REQUIRED | 1 | DCXCUSN
CX-1050-CU-HT-1.4L-QL32-2.2 | CRYOGENIC TEMPERATURE SENSOR |  | X149899 | SNSPPU | TEST LAB | 1I | 2 | NO INSPECTION REQUIRED | 1 | DCXCUSN
CX-1050-CU-HT-1.4L-QL32-2.2 | CRYOGENIC TEMPERATURE SENSOR |  | X149900 | SNSPPU | TEST LAB | 1I | 2 | NO INSPECTION REQUIRED | 1 | DCXCUSN
CX-1050-CU-HT-1.4L-QL32-2.2 | CRYOGENIC TEMPERATURE SENSOR |  | X149903 | SNSPPU | TEST LAB | 1I | 2 | NO INSPECTION REQUIRED | 1 | DCXCUSN
CX-1050-CU-HT-1.4L-QL32-2.2 | CRYOGENIC TEMPERATURE SENSOR |  | X149904 | SNSPPU | TEST LAB | 1I | 2 | NO INSPECTION REQUIRED | 1 | DCXCUSN
CX-1050-CU-HT-1.4L-QL32-2.2 | CRYOGENIC TEMPERATURE SENSOR |  | X149905 | SNSPPU | TEST LAB | 1I | 2 | NO INSPECTION REQUIRED | 1 | DCXCUSN
CX-1050-CU-HT-1.4L-QL32-2.2 | CRYOGENIC TEMPERATURE SENSOR |  | X149997 | SNSPPU | TEST LAB | 1I | 2 | NO INSPECTION REQUIRED | 1 | DCXCUSN
CX-1050-CU-HT-1.4L-QL32-2.2 | CRYOGENIC TEMPERATURE SENSOR |  | X149998 | SNSPPU | TEST LAB | 1I | 2 | NO INSPECTION REQUIRED | 1 | DCXCUSN
CX-1050-CU-HT-1.4L-QL32-2.2 | CRYOGENIC TEMPERATURE SENSOR |  | X149999 | SNSPPU | TEST LAB | 1I | 2 | NO INSPECTION REQUIRED | 1 | DCXCUSN
CX-1050-CU-HT-1.4L-QL32-2.2 | CRYOGENIC TEMPERATURE SENSOR |  | X150000 | SNSPPU | TEST LAB | 1I | 2 | NO INSPECTION REQUIRED | 1 | DCXCUSN
CX-1050-CU-HT-1.4L-QL32-2.2 | CRYOGENIC TEMPERATURE SENSOR |  | X150001 | SNSPPU | TEST LAB | 1I | 2 | NO INSPECTION REQUIRED | 1 | DCXCUSN
CX-1050-CU-HT-1.4L-QL32-2.2 | CRYOGENIC TEMPERATURE SENSOR |  | X150014 | SNSPPU | TEST LAB | 1I | 2 | NO INSPECTION REQUIRED | 1 | DCXCUSN
CX-1050-CU-HT-1.4L-QL32-2.2 | CRYOGENIC TEMPERATURE SENSOR |  | X150015 | SNSPPU | TEST LAB | 1I | 2 | NO INSPECTION REQUIRED | 1 | DCXCUSN
CX-1050-CU-HT-1.4L-QL32-2.2 | CRYOGENIC TEMPERATURE SENSOR |  | X150016 | SNSPPU | TEST LAB | 1I | 2 | NO INSPECTION REQUIRED | 1 | DCXCUSN
CX-1050-CU-HT-1.4L-QL32-2.2 | CRYOGENIC TEMPERATURE SENSOR |  | X150017 | SNSPPU | TEST LAB | 1I | 2 | NO INSPECTION REQUIRED | 1 | DCXCUSN
CX-1050-CU-HT-1.4L-QL32-2.2 | CRYOGENIC TEMPERATURE SENSOR |  | X150019 | SNSPPU | TEST LAB | 1I | 2 | NO INSPECTION REQUIRED | 1 | DCXCUSN
CX-1050-CU-HT-1.4L-QL32-2.2 | CRYOGENIC TEMPERATURE SENSOR |  | X150455 | SNSPPU | TEST LAB | 1I | 2 | NO INSPECTION REQUIRED | 1 | DCXCUSN
CX-1050-CU-HT-1.4L-QL32-2.2 | CRYOGENIC TEMPERATURE SENSOR |  | X150491 | SNSPPU | TEST LAB | 1I | 2 | NO INSPECTION REQUIRED | 1 | DCXCUSN
CX-1050-CU-HT-1.4L-QL32-2.2 | CRYOGENIC TEMPERATURE SENSOR |  | X150492 | SNSPPU | TEST LAB | 1I | 2 | NO INSPECTION REQUIRED | 1 | DCXCUSN
CX-1050-CU-HT-1.4L-QL32-2.2 | CRYOGENIC TEMPERATURE SENSOR |  | X150493 | SNSPPU | TEST LAB | 1I | 2 | NO INSPECTION REQUIRED | 1 | DCXCUSN
CX-1050-CU-HT-1.4L-QL32-2.2 | CRYOGENIC TEMPERATURE SENSOR |  | X150494 | SNSPPU | TEST LAB | 1I | 2 | NO INSPECTION REQUIRED | 1 | DCXCUSN
CX-1050-CU-HT-1.4L-QL32-2.2 | CRYOGENIC TEMPERATURE SENSOR |  | X150495 | SNSPPU | TEST LAB | 1I | 2 | NO INSPECTION REQUIRED | 1 | DCXCUSN
CX-1050-CU-HT-1.4L-QL32-2.2 | CRYOGENIC TEMPERATURE SENSOR |  | X150509 | SNSPPU | TEST LAB | 1I | 2 | NO INSPECTION REQUIRED | 1 | DCXCUSN
CX-1050-CU-HT-1.4L-QL32-2.2 | CRYOGENIC TEMPERATURE SENSOR |  | X150510 | SNSPPU | TEST LAB | 1I | 2 | NO INSPECTION REQUIRED | 1 | DCXCUSN
CX-1050-CU-HT-1.4L-QL32-2.2 | CRYOGENIC TEMPERATURE SENSOR |  | X150511 | SNSPPU | TEST LAB | 1I | 2 | NO INSPECTION REQUIRED | 1 | DCXCUSN
CX-1050-CU-HT-1.4L-QL32-2.2 | CRYOGENIC TEMPERATURE SENSOR |  | X150512 | SNSPPU | TEST LAB | 1I | 2 | NO INSPECTION REQUIRED | 1 | DCXCUSN
CX-1050-CU-HT-1.4L-QL32-2.2 | CRYOGENIC TEMPERATURE SENSOR |  | X150513 | SNSPPU | TEST LAB | 1I | 2 | NO INSPECTION REQUIRED | 1 | DCXCUSN
CX-1050-CU-HT-1.4L-QL32-2.2 | CRYOGENIC TEMPERATURE SENSOR |  | X150514 | SNSPPU | TEST LAB | 1I | 2 | NO INSPECTION REQUIRED | 1 | DCXCUSN
CX-1050-CU-HT-1.4L-QL32-2.2 | CRYOGENIC TEMPERATURE SENSOR |  | X150515 | SNSPPU | TEST LAB | 1I | 2 | NO INSPECTION REQUIRED | 1 | DCXCUSN
CX-1050-CU-HT-1.4L-QL32-2.2 | CRYOGENIC TEMPERATURE SENSOR |  | X150518 | SNSPPU | TEST LAB | 1I | 2 | NO INSPECTION REQUIRED | 1 | DCXCUSN
CX-1050-CU-HT-1.4L-QL32-2.2 | CRYOGENIC TEMPERATURE SENSOR |  | X150519 | SNSPPU | TEST LAB | 1I | 2 | NO INSPECTION REQUIRED | 1 | DCXCUSN
CX-1050-CU-HT-1.4L-QL32-2.2 | CRYOGENIC TEMPERATURE SENSOR |  | X150520 | SNSPPU | TEST LAB | 1I | 2 | NO INSPECTION REQUIRED | 1 | DCXCUSN
CX-1050-CU-HT-1.4L-QL32-2.2 | CRYOGENIC TEMPERATURE SENSOR |  | X150521 | SNSPPU | TEST LAB | 1I | 2 | NO INSPECTION REQUIRED | 1 | DCXCUSN
CX-1050-CU-HT-1.4L-QL32-2.2 | CRYOGENIC TEMPERATURE SENSOR |  | X150522 | SNSPPU | TEST LAB | 1I | 2 | NO INSPECTION REQUIRED | 1 | DCXCUSN
CX-1050-CU-HT-1.4L-QL32-2.2 | CRYOGENIC TEMPERATURE SENSOR |  | X150523 | SNSPPU | TEST LAB | 1I | 2 | NO INSPECTION REQUIRED | 1 | DCXCUSN
CX-1050-CU-HT-1.4L-QL32-2.2 | CRYOGENIC TEMPERATURE SENSOR |  | X150524 | SNSPPU | TEST LAB | 1I | 2 | NO INSPECTION REQUIRED | 1 | DCXCUSN
CX-1050-CU-HT-1.4L-QL32-2.2 | CRYOGENIC TEMPERATURE SENSOR |  | X150525 | SNSPPU | TEST LAB | 1I | 2 | NO INSPECTION REQUIRED | 1 | DCXCUSN
CX-1050-CU-HT-1.4L-QL32-2.2 | CRYOGENIC TEMPERATURE SENSOR |  | X150526 | SNSPPU | TEST LAB | 1I | 2 | NO INSPECTION REQUIRED | 1 | DCXCUSN
CX-1050-CU-HT-1.4L-QL32-2.2 | CRYOGENIC TEMPERATURE SENSOR |  | X150527 | SNSPPU | TEST LAB | 1I | 2 | NO INSPECTION REQUIRED | 1 | DCXCUSN
CX-1050-CU-HT-1.4L-QL32-2.2 | CRYOGENIC TEMPERATURE SENSOR |  | X150528 | SNSPPU | TEST LAB | 1I | 2 | NO INSPECTION REQUIRED | 1 | DCXCUSN
CX-1050-CU-HT-1.4L-QL32-2.2 | CRYOGENIC TEMPERATURE SENSOR |  | X150529 | SNSPPU | TEST LAB | 1I | 2 | NO INSPECTION REQUIRED | 1 | DCXCUSN
CX-1050-CU-HT-1.4L-QL32-2.2 | CRYOGENIC TEMPERATURE SENSOR |  | X150530 | SNSPPU | TEST LAB | 1I | 2 | NO INSPECTION REQUIRED | 1 | DCXCUSN
CX-1050-CU-HT-1.4L-QL32-2.2 | CRYOGENIC TEMPERATURE SENSOR |  | X150531 | SNSPPU | TEST LAB | 1I | 2 | NO INSPECTION REQUIRED | 1 | DCXCUSN
CX-1050-CU-HT-1.4L-QL32-2.2 | CRYOGENIC TEMPERATURE SENSOR |  | X150532 | SNSPPU | TEST LAB | 1I | 2 | NO INSPECTION REQUIRED | 1 | DCXCUSN
CX-1050-CU-HT-1.4L-QL32-2.2 | CRYOGENIC TEMPERATURE SENSOR |  | X150533 | SNSPPU | TEST LAB | 1I | 2 | NO INSPECTION REQUIRED | 1 | DCXCUSN
CX-1050-CU-HT-1.4L-QL32-2.2 | CRYOGENIC TEMPERATURE SENSOR |  | X150534 | SNSPPU | TEST LAB | 1I | 2 | NO INSPECTION REQUIRED | 1 | DCXCUSN
CX-1050-CU-HT-1.4L-QL32-2.2 | CRYOGENIC TEMPERATURE SENSOR |  | X150535 | SNSPPU | TEST LAB | 1I | 2 | NO INSPECTION REQUIRED | 1 | DCXCUSN
CX-1050-CU-HT-1.4L-QL32-2.2 | CRYOGENIC TEMPERATURE SENSOR |  | X150536 | SNSPPU | TEST LAB | 1I | 2 | NO INSPECTION REQUIRED | 1 | DCXCUSN
CX-1050-CU-HT-1.4L-QL32-2.2 | CRYOGENIC TEMPERATURE SENSOR |  | X150537 | SNSPPU | TEST LAB | 1I | 2 | NO INSPECTION REQUIRED | 1 | DCXCUSN
CX-1050-CU-HT-1.4L-QL32-2.2 | CRYOGENIC TEMPERATURE SENSOR |  | X150539 | SNSPPU | TEST LAB | 1I | 2 | NO INSPECTION REQUIRED | 1 | DCXCUSN
CX-1050-CU-HT-1.4L-QL32-2.2 | CRYOGENIC TEMPERATURE SENSOR |  | X150540 | SNSPPU | TEST LAB | 1I | 2 | NO INSPECTION REQUIRED | 1 | DCXCUSN
CX-1050-CU-HT-1.4L-QL32-2.2 | CRYOGENIC TEMPERATURE SENSOR |  | X150541 | SNSPPU | TEST LAB | 1I | 2 | NO INSPECTION REQUIRED | 1 | DCXCUSN
CX-1050-CU-HT-1.4L-QL32-2.2 | CRYOGENIC TEMPERATURE SENSOR |  | X150551 | SNSPPU | TEST LAB | 1I | 2 | NO INSPECTION REQUIRED | 1 | DCXCUSN
CX-1050-CU-HT-1.4L-QL32-2.2 | CRYOGENIC TEMPERATURE SENSOR |  | X150552 | SNSPPU | TEST LAB | 1I | 2 | NO INSPECTION REQUIRED | 1 | DCXCUSN
CX-1050-CU-HT-1.4L-QL32-2.2 | CRYOGENIC TEMPERATURE SENSOR |  | X150553 | SNSPPU | TEST LAB | 1I | 2 | NO INSPECTION REQUIRED | 1 | DCXCUSN
CX-1050-CU-HT-1.4L-QL32-2.2 | CRYOGENIC TEMPERATURE SENSOR |  | X150554 | SNSPPU | TEST LAB | 1I | 2 | NO INSPECTION REQUIRED | 1 | DCXCUSN
CX-1050-CU-HT-1.4L-QL32-2.2 | CRYOGENIC TEMPERATURE SENSOR |  | X150555 | SNSPPU | TEST LAB | 1I | 2 | NO INSPECTION REQUIRED | 1 | DCXCUSN
CX-1050-CU-HT-1.4L-QL32-2.2 | CRYOGENIC TEMPERATURE SENSOR |  | X150556 | SNSPPU | TEST LAB | 1I | 2 | NO INSPECTION REQUIRED | 1 | DCXCUSN
CX-1050-CU-HT-1.4L-QL32-2.2 | CRYOGENIC TEMPERATURE SENSOR |  | X150557 | SNSPPU | TEST LAB | 1I | 2 | NO INSPECTION REQUIRED | 1 | DCXCUSN
CX-1050-CU-HT-1.4L-QL32-2.2 | CRYOGENIC TEMPERATURE SENSOR |  | X150558 | SNSPPU | TEST LAB | 1I | 2 | NO INSPECTION REQUIRED | 1 | DCXCUSN
CX-1050-CU-HT-1.4L-QL32-2.2 | CRYOGENIC TEMPERATURE SENSOR |  | X150559 | SNSPPU | TEST LAB | 1I | 2 | NO INSPECTION REQUIRED | 1 | DCXCUSN
CX-1050-CU-HT-1.4L-QL32-2.2 | CRYOGENIC TEMPERATURE SENSOR |  | X150560 | SNSPPU | TEST LAB | 1I | 2 | NO INSPECTION REQUIRED | 1 | DCXCUSN
CX-1050-CU-HT-1.4L-QL32-2.2 | CRYOGENIC TEMPERATURE SENSOR |  | X150561 | SNSPPU | TEST LAB | 1I | 2 | NO INSPECTION REQUIRED | 1 | DCXCUSN
CX-1050-CU-HT-1.4L-QL32-2.2 | CRYOGENIC TEMPERATURE SENSOR |  | X150562 | SNSPPU | TEST LAB | 1I | 2 | NO INSPECTION REQUIRED | 1 | DCXCUSN
CX-1050-CU-HT-1.4L-QL32-2.2 | CRYOGENIC TEMPERATURE SENSOR |  | X150563 | SNSPPU | TEST LAB | 1I | 2 | NO INSPECTION REQUIRED | 1 | DCXCUSN
CX-1050-CU-HT-1.4L-QL32-2.2 | CRYOGENIC TEMPERATURE SENSOR |  | X150564 | SNSPPU | TEST LAB | 1I | 2 | NO INSPECTION REQUIRED | 1 | DCXCUSN
CX-1050-CU-HT-1.4L-QL32-2.2 | CRYOGENIC TEMPERATURE SENSOR |  | X150565 | SNSPPU | TEST LAB | 1I | 2 | NO INSPECTION REQUIRED | 1 | DCXCUSN
CX-1050-CU-HT-1.4L-QL32-2.2 | CRYOGENIC TEMPERATURE SENSOR |  | X150566 | SNSPPU | TEST LAB | 1I | 2 | NO INSPECTION REQUIRED | 1 | DCXCUSN
CX-1050-CU-HT-1.4L-QL32-2.2 | CRYOGENIC TEMPERATURE SENSOR |  | X150567 | SNSPPU | TEST LAB | 1I | 2 | NO INSPECTION REQUIRED | 1 | DCXCUSN
CX-1050-CU-HT-1.4L-QL32-2.2 | CRYOGENIC TEMPERATURE SENSOR |  | X150568 | SNSPPU | TEST LAB | 1I | 2 | NO INSPECTION REQUIRED | 1 | DCXCUSN
CX-1050-CU-HT-1.4L-QL32-2.2 | CRYOGENIC TEMPERATURE SENSOR |  | X150569 | SNSPPU | TEST LAB | 1I | 2 | NO INSPECTION REQUIRED | 1 | DCXCUSN
CX-1050-CU-HT-1.4L-QL32-2.2 | CRYOGENIC TEMPERATURE SENSOR |  | X150570 | SNSPPU | TEST LAB | 1I | 2 | NO INSPECTION REQUIRED | 1 | DCXCUSN
CX-1050-CU-HT-1.4L-QL32-2.2 | CRYOGENIC TEMPERATURE SENSOR |  | X150572 | SNSPPU | TEST LAB | 1I | 2 | NO INSPECTION REQUIRED | 1 | DCXCUSN
CX-1050-CU-HT-1.4L-QL32-2.2 | CRYOGENIC TEMPERATURE SENSOR |  | X150573 | SNSPPU | TEST LAB | 1I | 2 | NO INSPECTION REQUIRED | 1 | DCXCUSN
CX-1050-CU-HT-1.4L-QL32-2.2 | CRYOGENIC TEMPERATURE SENSOR |  | X150574 | SNSPPU | TEST LAB | 1I | 2 | NO INSPECTION REQUIRED | 1 | DCXCUSN
CX-1050-CU-HT-1.4L-QL32-2.2 | CRYOGENIC TEMPERATURE SENSOR |  | X150575 | SNSPPU | TEST LAB | 1I | 2 | NO INSPECTION REQUIRED | 1 | DCXCUSN
CX-1050-CU-HT-1.4L-QL32-2.2 | CRYOGENIC TEMPERATURE SENSOR |  | X150576 | SNSPPU | TEST LAB | 1I | 2 | NO INSPECTION REQUIRED | 1 | DCXCUSN
CX-1050-CU-HT-1.4L-QL32-2.2 | CRYOGENIC TEMPERATURE SENSOR |  | X150577 | SNSPPU | TEST LAB | 1I | 2 | NO INSPECTION REQUIRED | 1 | DCXCUSN
CX-1050-CU-HT-1.4L-QL32-2.2 | CRYOGENIC TEMPERATURE SENSOR |  | X150578 | SNSPPU | TEST LAB | 1I | 2 | NO INSPECTION REQUIRED | 1 | DCXCUSN
CX-1050-CU-HT-1.4L-QL32-2.2 | CRYOGENIC TEMPERATURE SENSOR |  | X150591 | SNSPPU | TEST LAB | 1I | 2 | NO INSPECTION REQUIRED | 1 | DCXCUSN
CX-1050-CU-HT-1.4L-QL32-2.2 | CRYOGENIC TEMPERATURE SENSOR |  | X150592 | SNSPPU | TEST LAB | 1I | 2 | NO INSPECTION REQUIRED | 1 | DCXCUSN
CX-1050-CU-HT-1.4L-QL32-2.2 | CRYOGENIC TEMPERATURE SENSOR |  | X150593 | SNSPPU | TEST LAB | 1I | 2 | NO INSPECTION REQUIRED | 1 | DCXCUSN
CX-1050-CU-HT-1.4L-QL32-2.2 | CRYOGENIC TEMPERATURE SENSOR |  | X150595 | SNSPPU | TEST LAB | 1I | 2 | NO INSPECTION REQUIRED | 1 | DCXCUSN
CX-1050-CU-HT-1.4L-QL32-2.2 | CRYOGENIC TEMPERATURE SENSOR |  | X150596 | SNSPPU | TEST LAB | 1I | 2 | NO INSPECTION REQUIRED | 1 | DCXCUSN
CX-1050-CU-HT-1.4L-QL32-2.2 | CRYOGENIC TEMPERATURE SENSOR |  | X150597 | SNSPPU | TEST LAB | 1I | 2 | NO INSPECTION REQUIRED | 1 | DCXCUSN
CX-1050-CU-HT-1.4L-QL32-2.2 | CRYOGENIC TEMPERATURE SENSOR |  | X150599 | SNSPPU | TEST LAB | 1I | 2 | NO INSPECTION REQUIRED | 1 | DCXCUSN
CX-1050-CU-HT-1.4L-QL32-2.2 | CRYOGENIC TEMPERATURE SENSOR |  | X150600 | SNSPPU | TEST LAB | 1I | 2 | NO INSPECTION REQUIRED | 1 | DCXCUSN
CX-1050-CU-HT-1.4L-QL32-2.2 | CRYOGENIC TEMPERATURE SENSOR |  | X150601 | SNSPPU | TEST LAB | 1I | 2 | NO INSPECTION REQUIRED | 1 | DCXCUSN
CX-1050-CU-HT-1.4L-QL32-2.2 | CRYOGENIC TEMPERATURE SENSOR |  | X150602 | SNSPPU | TEST LAB | 1I | 2 | NO INSPECTION REQUIRED | 1 | DCXCUSN
CX-1050-CU-HT-1.4L-QL32-2.2 | CRYOGENIC TEMPERATURE SENSOR |  | X150603 | SNSPPU | TEST LAB | 1I | 2 | NO INSPECTION REQUIRED | 1 | DCXCUSN
CX-1050-CU-HT-1.4L-QL32-2.2 | CRYOGENIC TEMPERATURE SENSOR |  | X150604 | SNSPPU | TEST LAB | 1I | 2 | NO INSPECTION REQUIRED | 1 | DCXCUSN
CX-1050-CU-HT-1.4L-QL32-2.2 | CRYOGENIC TEMPERATURE SENSOR |  | X150605 | SNSPPU | TEST LAB | 1I | 2 | NO INSPECTION REQUIRED | 1 | DCXCUSN
CX-1050-CU-HT-1.4L-QL32-2.2 | CRYOGENIC TEMPERATURE SENSOR |  | X150606 | SNSPPU | TEST LAB | 1I | 2 | NO INSPECTION REQUIRED | 1 | DCXCUSN
CX-1050-CU-HT-1.4L-QL32-2.2 | CRYOGENIC TEMPERATURE SENSOR |  | X150607 | SNSPPU | TEST LAB | 1I | 2 | NO INSPECTION REQUIRED | 1 | DCXCUSN
CX-1050-CU-HT-1.4L-QL32-2.2 | CRYOGENIC TEMPERATURE SENSOR |  | X150608 | SNSPPU | TEST LAB | 1I | 2 | NO INSPECTION REQUIRED | 1 | DCXCUSN
CX-1050-CU-HT-1.4L-QL32-2.2 | CRYOGENIC TEMPERATURE SENSOR |  | X150609 | SNSPPU | TEST LAB | 1I | 2 | NO INSPECTION REQUIRED | 1 | DCXCUSN
CX-1050-CU-HT-1.4L-QL32-2.2 | CRYOGENIC TEMPERATURE SENSOR |  | X150610 | SNSPPU | TEST LAB | 1I | 2 | NO INSPECTION REQUIRED | 1 | DCXCUSN
CX-1050-CU-HT-1.4L-QL32-2.2 | CRYOGENIC TEMPERATURE SENSOR |  | X150611 | SNSPPU | TEST LAB | 1I | 2 | NO INSPECTION REQUIRED | 1 | DCXCUSN
CX-1050-CU-HT-1.4L-QL32-2.2 | CRYOGENIC TEMPERATURE SENSOR |  | X150612 | SNSPPU | TEST LAB | 1I | 2 | NO INSPECTION REQUIRED | 1 | DCXCUSN
CX-1050-CU-HT-1.4L-QL32-2.2 | CRYOGENIC TEMPERATURE SENSOR |  | X150613 | SNSPPU | TEST LAB | 1I | 2 | NO INSPECTION REQUIRED | 1 | DCXCUSN
CX-1050-CU-HT-1.4L-QL32-2.2 | CRYOGENIC TEMPERATURE SENSOR |  | X150616 | SNSPPU | TEST LAB | 1I | 2 | NO INSPECTION REQUIRED | 1 | DCXCUSN
CX-1050-CU-HT-1.4L-QL32-2.2 | CRYOGENIC TEMPERATURE SENSOR |  | X150617 | SNSPPU | TEST LAB | 1I | 2 | NO INSPECTION REQUIRED | 1 | DCXCUSN
CX-1050-CU-HT-1.4L-QL32-2.2 | CRYOGENIC TEMPERATURE SENSOR |  | X150618 | SNSPPU | TEST LAB | 1I | 2 | NO INSPECTION REQUIRED | 1 | DCXCUSN
CX-1050-CU-HT-1.4L-QL32-2.2 | CRYOGENIC TEMPERATURE SENSOR |  | X150619 | SNSPPU | TEST LAB | 1I | 2 | NO INSPECTION REQUIRED | 1 | DCXCUSN
CX-1050-CU-HT-1.4L-QL32-2.2 | CRYOGENIC TEMPERATURE SENSOR |  | X150620 | SNSPPU | TEST LAB | 1I | 2 | NO INSPECTION REQUIRED | 1 | DCXCUSN
CX-1050-CU-HT-1.4L-QL32-2.2 | CRYOGENIC TEMPERATURE SENSOR |  | X150621 | SNSPPU | TEST LAB | 1I | 2 | NO INSPECTION REQUIRED | 1 | DCXCUSN
CX-1050-CU-HT-1.4L-QL32-2.2 | CRYOGENIC TEMPERATURE SENSOR |  | X150622 | SNSPPU | TEST LAB | 1I | 2 | NO INSPECTION REQUIRED | 1 | DCXCUSN
CX-1050-CU-HT-1.4L-QL32-2.2 | CRYOGENIC TEMPERATURE SENSOR |  | X150623 | SNSPPU | TEST LAB | 1I | 2 | NO INSPECTION REQUIRED | 1 | DCXCUSN
CX-1050-CU-HT-1.4L-QL32-2.2 | CRYOGENIC TEMPERATURE SENSOR |  | X150624 | SNSPPU | TEST LAB | 1I | 2 | NO INSPECTION REQUIRED | 1 | DCXCUSN
CX-1050-CU-HT-1.4L-QL32-2.2 | CRYOGENIC TEMPERATURE SENSOR |  | X150625 | SNSPPU | TEST LAB | 1I | 2 | NO INSPECTION REQUIRED | 1 | DCXCUSN
CX-1050-CU-HT-1.4L-QL32-2.2 | CRYOGENIC TEMPERATURE SENSOR |  | X150626 | SNSPPU | TEST LAB | 1I | 2 | NO INSPECTION REQUIRED | 1 | DCXCUSN
CX-1050-CU-HT-1.4L-QL32-2.2 | CRYOGENIC TEMPERATURE SENSOR |  | X150627 | SNSPPU | TEST LAB | 1I | 2 | NO INSPECTION REQUIRED | 1 | DCXCUSN
CX-1050-CU-HT-1.4L-QL32-2.2 | CRYOGENIC TEMPERATURE SENSOR |  | X150628 | SNSPPU | TEST LAB | 1I | 2 | NO INSPECTION REQUIRED | 1 | DCXCUSN
CX-1050-CU-HT-1.4L-QL32-2.2 | CRYOGENIC TEMPERATURE SENSOR |  | X150629 | SNSPPU | TEST LAB | 1I | 2 | NO INSPECTION REQUIRED | 1 | DCXCUSN
CX-1050-CU-HT-1.4L-QL32-2.2 | CRYOGENIC TEMPERATURE SENSOR |  | X150630 | SNSPPU | TEST LAB | 1I | 2 | NO INSPECTION REQUIRED | 1 | DCXCUSN
CX-1050-CU-HT-1.4L-QL32-2.2 | CRYOGENIC TEMPERATURE SENSOR |  | X150631 | SNSPPU | TEST LAB | 1I | 2 | NO INSPECTION REQUIRED | 1 | DCXCUSN
CX-1050-CU-HT-1.4L-QL32-2.2 | CRYOGENIC TEMPERATURE SENSOR |  | X150632 | SNSPPU | TEST LAB | 1I | 2 | NO INSPECTION REQUIRED | 1 | DCXCUSN
CX-1050-CU-HT-1.4L-QL32-2.2 | CRYOGENIC TEMPERATURE SENSOR |  | X150633 | SNSPPU | TEST LAB | 1I | 2 | NO INSPECTION REQUIRED | 1 | DCXCUSN
CX-1050-CU-HT-1.4L-QL32-2.2 | CRYOGENIC TEMPERATURE SENSOR |  | X150634 | SNSPPU | TEST LAB | 1I | 2 | NO INSPECTION REQUIRED | 1 | DCXCUSN
CX-1050-CU-HT-1.4L-QL32-2.2 | CRYOGENIC TEMPERATURE SENSOR |  | X150635 | SNSPPU | TEST LAB | 1I | 2 | NO INSPECTION REQUIRED | 1 | DCXCUSN
CX-1050-CU-HT-1.4L-QL32-2.2 | CRYOGENIC TEMPERATURE SENSOR |  | X150636 | SNSPPU | TEST LAB | 1I | 2 | NO INSPECTION REQUIRED | 1 | DCXCUSN
CX-1050-CU-HT-1.4L-QL32-2.2 | CRYOGENIC TEMPERATURE SENSOR |  | X150637 | SNSPPU | TEST LAB | 1I | 2 | NO INSPECTION REQUIRED | 1 | DCXCUSN
CX-1050-CU-HT-1.4L-QL32-2.2 | CRYOGENIC TEMPERATURE SENSOR |  | X150638 | SNSPPU | TEST LAB | 1I | 2 | NO INSPECTION REQUIRED | 1 | DCXCUSN
CX-1050-CU-HT-1.4L-QL32-2.2 | CRYOGENIC TEMPERATURE SENSOR |  | X150639 | SNSPPU | TEST LAB | 1I | 2 | NO INSPECTION REQUIRED | 1 | DCXCUSN
CX-1050-CU-HT-1.4L-QL32-2.2 | CRYOGENIC TEMPERATURE SENSOR |  | X150640 | SNSPPU | TEST LAB | 1I | 2 | NO INSPECTION REQUIRED | 1 | DCXCUSN
CX-1050-CU-HT-1.4L-QL32-2.2 | CRYOGENIC TEMPERATURE SENSOR |  | X150641 | SNSPPU | TEST LAB | 1I | 2 | NO INSPECTION REQUIRED | 1 | DCXCUSN
CX-1050-CU-HT-1.4L-QL32-2.2 | CRYOGENIC TEMPERATURE SENSOR |  | X150642 | SNSPPU | TEST LAB | 1I | 2 | NO INSPECTION REQUIRED | 1 | DCXCUSN
CX-1050-CU-HT-1.4L-QL32-2.2 | CRYOGENIC TEMPERATURE SENSOR |  | X150643 | SNSPPU | TEST LAB | 1I | 2 | NO INSPECTION REQUIRED | 1 | DCXCUSN
CX-1050-CU-HT-1.4L-QL32-2.2 | CRYOGENIC TEMPERATURE SENSOR |  | X150644 | SNSPPU | TEST LAB | 1I | 2 | NO INSPECTION REQUIRED | 1 | DCXCUSN
CX-1050-CU-HT-1.4L-QL32-2.2 | CRYOGENIC TEMPERATURE SENSOR |  | X150645 | SNSPPU | TEST LAB | 1I | 2 | NO INSPECTION REQUIRED | 1 | DCXCUSN
CX-1050-CU-HT-1.4L-QL32-2.2 | CRYOGENIC TEMPERATURE SENSOR |  | X150646 | SNSPPU | TEST LAB | 1I | 2 | NO INSPECTION REQUIRED | 1 | DCXCUSN
CX-1050-CU-HT-1.4L-QL32-2.2 | CRYOGENIC TEMPERATURE SENSOR |  | X150647 | SNSPPU | TEST LAB | 1I | 2 | NO INSPECTION REQUIRED | 1 | DCXCUSN
CX-1050-CU-HT-1.4L-QL32-2.2 | CRYOGENIC TEMPERATURE SENSOR |  | X150648 | SNSPPU | TEST LAB | 1I | 2 | NO INSPECTION REQUIRED | 1 | DCXCUSN
CX-1050-CU-HT-1.4L-QL32-2.2 | CRYOGENIC TEMPERATURE SENSOR |  | X150650 | SNSPPU | TEST LAB | 1I | 2 | NO INSPECTION REQUIRED | 1 | DCXCUSN
CX-1050-CU-HT-1.4L-QL32-2.2 | CRYOGENIC TEMPERATURE SENSOR |  | X150651 | SNSPPU | TEST LAB | 1I | 2 | NO INSPECTION REQUIRED | 1 | DCXCUSN
CX-1050-CU-HT-1.4L-QL32-2.2 | CRYOGENIC TEMPERATURE SENSOR |  | X150652 | SNSPPU | TEST LAB | 1I | 2 | NO INSPECTION REQUIRED | 1 | DCXCUSN
CX-1050-CU-HT-1.4L-QL32-2.2 | CRYOGENIC TEMPERATURE SENSOR |  | X150653 | SNSPPU | TEST LAB | 1I | 2 | NO INSPECTION REQUIRED | 1 | DCXCUSN
CX-1050-CU-HT-1.4L-QL32-2.2 | CRYOGENIC TEMPERATURE SENSOR |  | X150654 | SNSPPU | TEST LAB | 1I | 2 | NO INSPECTION REQUIRED | 1 | DCXCUSN
CX-1050-CU-HT-1.4L-QL32-2.2 | CRYOGENIC TEMPERATURE SENSOR |  | X150655 | SNSPPU | TEST LAB | 1I | 2 | NO INSPECTION REQUIRED | 1 | DCXCUSN
CX-1050-CU-HT-1.4L-QL32-2.2 | CRYOGENIC TEMPERATURE SENSOR |  | X150656 | SNSPPU | TEST LAB | 1I | 2 | NO INSPECTION REQUIRED | 1 | DCXCUSN
CX-1050-CU-HT-1.4L-QL32-2.2 | CRYOGENIC TEMPERATURE SENSOR |  | X150657 | SNSPPU | TEST LAB | 1I | 2 | NO INSPECTION REQUIRED | 1 | DCXCUSN
CX-1050-CU-HT-1.4L-QL32-2.2 | CRYOGENIC TEMPERATURE SENSOR |  | X150658 | SNSPPU | TEST LAB | 1I | 2 | NO INSPECTION REQUIRED | 1 | DCXCUSN
CX-1050-CU-HT-1.4L-QL32-2.2 | CRYOGENIC TEMPERATURE SENSOR |  | X150659 | SNSPPU | TEST LAB | 1I | 2 | NO INSPECTION REQUIRED | 1 | DCXCUSN
CX-1050-CU-HT-1.4L-QL32-2.2 | CRYOGENIC TEMPERATURE SENSOR |  | X150660 | SNSPPU | TEST LAB | 1I | 2 | NO INSPECTION REQUIRED | 1 | DCXCUSN
CX-1050-CU-HT-1.4L-QL32-2.2 | CRYOGENIC TEMPERATURE SENSOR |  | X150661 | SNSPPU | TEST LAB | 1I | 2 | NO INSPECTION REQUIRED | 1 | DCXCUSN
CX-1050-CU-HT-1.4L-QL32-2.2 | CRYOGENIC TEMPERATURE SENSOR |  | X150663 | SNSPPU | TEST LAB | 1I | 2 | NO INSPECTION REQUIRED | 1 | DCXCUSN
CX-1050-CU-HT-1.4L-QL32-2.2 | CRYOGENIC TEMPERATURE SENSOR |  | X150664 | SNSPPU | TEST LAB | 1I | 2 | NO INSPECTION REQUIRED | 1 | DCXCUSN
CX-1050-CU-HT-1.4L-QL32-2.2 | CRYOGENIC TEMPERATURE SENSOR |  | X150665 | SNSPPU | TEST LAB | 1I | 2 | NO INSPECTION REQUIRED | 1 | DCXCUSN
CX-1050-CU-HT-1.4L-QL32-2.2 | CRYOGENIC TEMPERATURE SENSOR |  | X150666 | SNSPPU | TEST LAB | 1I | 2 | NO INSPECTION REQUIRED | 1 | DCXCUSN
CX-1050-CU-HT-1.4L-QL32-2.2 | CRYOGENIC TEMPERATURE SENSOR |  | X150667 | SNSPPU | TEST LAB | 1I | 2 | NO INSPECTION REQUIRED | 1 | DCXCUSN
CX-1050-CU-HT-1.4L-QL32-2.2 | CRYOGENIC TEMPERATURE SENSOR |  | X150668 | SNSPPU | TEST LAB | 1I | 2 | NO INSPECTION REQUIRED | 1 | DCXCUSN
D756951 | ILC SUPPORT POST ASSEMBLY |  |  | L2PRO | TEST LAB | FLOOR | 2 | NO INSPECTION REQUIRED | 1
E0603 2-454 | O-RING EPDM -454 |  |  | L2PRD | TEST LAB | 2C | 2 | NO INSPECTION REQUIRED | 21
F00439231 | CAVITY GASKET NW40 |  |  | L2PRD | TEST LAB | 10 | 2 | NO INSPECTION REQUIRED | 158
F00439231 | CAVITY GASKET NW40 |  |  | L2PRD | TEST LAB | 10I | 2 | NO INSPECTION REQUIRED | 58
F00439231 | CAVITY GASKET NW40 |  |  | L2PRD | TEST LAB | 3B | 9 | HOLD - NCR | 76
F00439231 | CAVITY GASKET NW40 |  |  | L2PRD | TEST LAB | 6H | 7 | REJECTED | 22
F00440004 | 1.3 GHZ 9 CELL BARE CAVITY |  | 226 | L2PRD | BLUE CRAB - LCLS-II | BLUECRAB FLOOR | 10 | HOLD - INSPECTION PENDING | 1 | CAVSN
F00440004 | 1.3 GHZ 9 CELL BARE CAVITY |  | 229 | L2PRD | BLUE CRAB - LCLS-II | BLUECRAB FLOOR | 10 | HOLD - INSPECTION PENDING | 1 | CAVSN
F00440004 | 1.3 GHZ 9 CELL BARE CAVITY |  | 233 | L2PRD | BLUE CRAB - LCLS-II | BLUECRAB FLOOR | 10 | HOLD - INSPECTION PENDING | 1 | CAVSN
F00440004 | 1.3 GHZ 9 CELL BARE CAVITY | ~ | 234 | L2PRD | TEST LAB | RM 2131 - FLOOR | 10 | HOLD - INSPECTION PENDING | 1 | CAVSN
F00440004 | 1.3 GHZ 9 CELL BARE CAVITY |  | 235 | L2PRD | BLUE CRAB - LCLS-II | BLUECRAB FLOOR | 10 | HOLD - INSPECTION PENDING | 1 | CAVSN
F00440004 | 1.3 GHZ 9 CELL BARE CAVITY |  | 236 | L2PRD | BLUE CRAB - LCLS-II | BLUECRAB FLOOR | 10 | HOLD - INSPECTION PENDING | 1 | CAVSN
F00440004 | 1.3 GHZ 9 CELL BARE CAVITY |  | 238 | L2PRD | BLUE CRAB - LCLS-II | BLUECRAB FLOOR | 10 | HOLD - INSPECTION PENDING | 1 | CAVSN
F00440004 | 1.3 GHZ 9 CELL BARE CAVITY |  | 249 | L2PRD | BLUE CRAB - LCLS-II | BLUECRAB FLOOR | 10 | HOLD - INSPECTION PENDING | 1 | CAVSN
F00440004 | 1.3 GHZ 9 CELL BARE CAVITY |  | 349 | L2PRD | TEST LAB | FLOOR | 10 | HOLD - INSPECTION PENDING | 1 | CAVSN
F00440004 | 1.3 GHZ 9 CELL BARE CAVITY |  | 351 | L2PRD | TEST LAB | FLOOR | 10 | HOLD - INSPECTION PENDING | 1 | CAVSN
F00440004 | 1.3 GHZ 9 CELL BARE CAVITY |  | 352 | L2PRD | TEST LAB | FLOOR | 10 | HOLD - INSPECTION PENDING | 1 | CAVSN
F00440004 | 1.3 GHZ 9 CELL BARE CAVITY |  | 353 | L2PRD | TEST LAB | FLOOR | 10 | HOLD - INSPECTION PENDING | 1 | CAVSN
F00440004 | 1.3 GHZ 9 CELL BARE CAVITY |  | 354 | L2PRD | TEST LAB | FLOOR | 10 | HOLD - INSPECTION PENDING | 1 | CAVSN
F00440004 | 1.3 GHZ 9 CELL BARE CAVITY |  | 364 | L2PRD | TEST LAB | FLOOR | 10 | HOLD - INSPECTION PENDING | 1 | CAVSN
F00440004 | 1.3 GHZ 9 CELL BARE CAVITY |  | HT024.1 | L2PRD | TEST LAB | RM 1012 - CMM / RF TUNING | 10 | HOLD - INSPECTION PENDING | 1 | CAVSN
F00440004 | 1.3 GHZ 9 CELL BARE CAVITY |  | TB9AES014 | LCLS2 | TEST LAB | RM 2131 - FLOOR | 10 | HOLD - INSPECTION PENDING | 1 | CAVSN
F00440004 | 1.3 GHZ 9 CELL BARE CAVITY |  | TB9AES025 | L2PRO | TEST LAB | HIGH BAY | 10 | HOLD - INSPECTION PENDING | 1 | CAVSN
F00459093 | NUT BACKING PLATE |  |  | L2PRD | TEST LAB | 1K | 2 | NO INSPECTION REQUIRED | 1116
F0133X000N | 1.33 CF BLANK FLANGE |  |  | C100 | TEST LAB | 1B2 | 2 | NO INSPECTION REQUIRED | 12
F0275X000N | 2-3/4 BLANK CF FLANGE | ~ |  | SRFOPS | TEST LAB | 2 | 2 | NO INSPECTION REQUIRED | 8
F10006874 | PIEZO SUPPORT PIN |  |  | L2PRD | TEST LAB | 1K | 2 | NO INSPECTION REQUIRED | 392
F10008700 | CLAMP RING SPACER |  |  | L2PRD | TEST LAB | 2J1 | 2 | NO INSPECTION REQUIRED | 180
F10008764 | BALL HOLDER |  |  | L2PRD | TEST LAB | 1K | 2 | NO INSPECTION REQUIRED | 122
F10008766 | END LEVER TUNER MECHANICAL |  | 1 | L2PRD | TEST LAB | CRYO ASSEMBLY | 10 | HOLD - INSPECTION PENDING | 1 | TUNMCSN
F10008766 | END LEVER TUNER MECHANICAL |  | 138 | L2PRD | TEST LAB | CRYO ASSEMBLY | 10 | HOLD - INSPECTION PENDING | 1 | TUNMCSN
F10008766 | END LEVER TUNER MECHANICAL |  | 142 | L2PRD | TEST LAB | CRYO ASSEMBLY | 10 | HOLD - INSPECTION PENDING | 1 | TUNMCSN
F10008766 | END LEVER TUNER MECHANICAL |  | 143 | L2PRD | TEST LAB | CRYO ASSEMBLY | 10 | HOLD - INSPECTION PENDING | 1 | TUNMCSN
F10008766 | END LEVER TUNER MECHANICAL |  | 145 | L2PRD | TEST LAB | CRYO ASSEMBLY | 10 | HOLD - INSPECTION PENDING | 1 | TUNMCSN
F10008766 | END LEVER TUNER MECHANICAL |  | 163 | L2PRD | TEST LAB | CRYO ASSEMBLY | 10 | HOLD - INSPECTION PENDING | 1 | TUNMCSN
F10008766 | END LEVER TUNER MECHANICAL |  | 166 | L2PRD | TEST LAB | CRYO ASSEMBLY | 10 | HOLD - INSPECTION PENDING | 1 | TUNMCSN
F10008766 | END LEVER TUNER MECHANICAL |  | 168 | L2PRD | TEST LAB | CRYO ASSEMBLY | 10 | HOLD - INSPECTION PENDING | 1 | TUNMCSN
F10008766 | END LEVER TUNER MECHANICAL |  | 0197X | L2PRD | TEST LAB | CRYO ASSEMBLY | 10 | HOLD - INSPECTION PENDING | 1 | TUNMCSN
F10008766 | END LEVER TUNER MECHANICAL |  | 0215X | L2PRD | TEST LAB | CRYO ASSEMBLY | 10 | HOLD - INSPECTION PENDING | 1 | TUNMCSN
F10008766 | END LEVER TUNER MECHANICAL |  | 0218X | L2PRD | TEST LAB | CRYO ASSEMBLY | 10 | HOLD - INSPECTION PENDING | 1 | TUNMCSN
F10008766 | END LEVER TUNER MECHANICAL |  | 298 | L2PRD | TEST LAB | CRYO ASSEMBLY | 10 | HOLD - INSPECTION PENDING | 1 | TUNMCSN
F10008766 | END LEVER TUNER MECHANICAL |  | 0307X | L2PRD | TEST LAB | CRYO ASSEMBLY | 3 | PASSED INSPECTION | 1 | TUNMCSN
F10008766 | END LEVER TUNER MECHANICAL |  | 315 | L2PRD | TEST LAB | CRYO ASSEMBLY | 10 | HOLD - INSPECTION PENDING | 1 | TUNMCSN
F10008766 | END LEVER TUNER MECHANICAL |  | 316 | L2PRD | TEST LAB | CRYO ASSEMBLY | 10 | HOLD - INSPECTION PENDING | 1 | TUNMCSN
F10008766 | END LEVER TUNER MECHANICAL |  | 321 | L2PRD | TEST LAB | CRYO ASSEMBLY | 10 | HOLD - INSPECTION PENDING | 1 | TUNMCSN
F10008913 | COLDMASS CUP WELDMENT |  |  | L2PRD | TEST LAB | RM 2131 - FLOOR | 2 | NO INSPECTION REQUIRED | 3
F10009417 | WELDMENT EXTENSION - 2 (SHORT) |  | 2 | L2PRO | TEST LAB | 3I | 4 | USE AS IS | 1 | BLX2SN
F10009424 | WELDMENT EXTENSION - 1 (LONG) |  | 2 | L2PRO | TEST LAB | 3J | 10 | HOLD - INSPECTION PENDING | 1 | BLX1SN
F10009424 | WELDMENT EXTENSION - 1 (LONG) |  | 3 | L2PRO | TEST LAB | 3J | 10 | HOLD - INSPECTION PENDING | 1 | BLX1SN
F10009424 | WELDMENT EXTENSION - 1 (LONG) |  | 4 | L2PRO | TEST LAB | CLEANROOM | 10 | HOLD - INSPECTION PENDING | 1 | BLX1SN
F10009954 | LCLS-II UPPER COLD MASS ASSEMBLY |  | RFCG-UC-008 | L2PRD | BLUE CRAB - LCLS-II | BLUECRAB FLOOR | 10 | HOLD - INSPECTION PENDING | 1 | UCMSN
F10009954 | LCLS-II UPPER COLD MASS ASSEMBLY |  | RFCG-UC-010 | L2PRD | BLUE CRAB - LCLS-II | BLUECRAB FLOOR | 10 | HOLD - INSPECTION PENDING | 1 | UCMSN
F10009954 DOCUMENTS | LCLS-II UPPER COLD MASS DOCUMENTS |  | RFCG-UC-006 | L2PRD | TEST LAB | 6B | 2 | NO INSPECTION REQUIRED | 1
F10010013 | M16 X 78 LONG HIGH SC 10.9 STEEL |  |  | L2PRD | TEST LAB | 2J1 | 2 | NO INSPECTION REQUIRED | 56
F10010014 | FIXED PLATE |  |  | L2PRO | TEST LAB | 2B2 | 2 | NO INSPECTION REQUIRED | 4
F10010017 | ASSEMBLY MC COUPLING |  | 19 | L2PRD | BLUE CRAB - LCLS-II | BLUECRAB FLOOR | 2 | NO INSPECTION REQUIRED | 1 | MCCLASN
F10010145 | DIVIDER ROLLER |  |  | L2PRD | TEST LAB | 1G | 2 | NO INSPECTION REQUIRED | 8
F10010146 | BOTTOM PAD |  |  | L2PRD | TEST LAB | 1G | 2 | NO INSPECTION REQUIRED | 8
F10010147 | UPPER PAD |  |  | L2PRD | TEST LAB | 1G | 2 | NO INSPECTION REQUIRED | 8
F10010164 | 2K CAPILLARY LOOP-2 TUBE |  |  | L2PRD | TEST LAB | 1E | 2 | NO INSPECTION REQUIRED | 3
F10010266 | 2K CAPILLARY LOOP-1 TUBE |  |  | L2PRD | TEST LAB | 1E | 2 | NO INSPECTION REQUIRED | 2
F10015802 | HELIUM VESSEL WELDMENT |  |  | L2PRD | TEST LAB | FLOOR | 10 | HOLD - INSPECTION PENDING | 4 | HESSN
F10017508 | TUNER SPLIT RING SET |  |  | L2PRD | TEST LAB | 1F2 | 2 | NO INSPECTION REQUIRED | 1
F10017613 | ASSEMBLY 50K SHIELDING LOWER |  |  | L2PRD | BLUE CRAB - LCLS-II | BLUECRAB FLOOR | 10 | HOLD - INSPECTION PENDING | 3 | THRMLWSN
F10017613-PARTS | ASSEMBLY 50K SHIELDING LWR PARTS |  | 1 | L2PRO | TEST LAB | 3J | 2 | NO INSPECTION REQUIRED | 1
F10017742 | MAGNETIC SHIELD ASSEMBLY |  | 1 | L2PRO | BLUE CRAB - LCLS-II | BLUECRAB FLOOR | 10 | HOLD - INSPECTION PENDING | 1 | MAGSN
F10017742 | MAGNETIC SHIELD ASSEMBLY |  | 2 | L2PRO | BLUE CRAB - LCLS-II | BLUECRAB FLOOR | 10 | HOLD - INSPECTION PENDING | 1 | MAGSN
F10017742 | MAGNETIC SHIELD ASSEMBLY |  | 3 | L2PRO | BLUE CRAB - LCLS-II | BLUECRAB FLOOR | 10 | HOLD - INSPECTION PENDING | 1 | MAGSN
F10017742 | MAGNETIC SHIELD ASSEMBLY |  | 4 | L2PRO | BLUE CRAB - LCLS-II | BLUECRAB FLOOR | 10 | HOLD - INSPECTION PENDING | 1 | MAGSN
F10017742 | MAGNETIC SHIELD ASSEMBLY |  | 5 | L2PRO | BLUE CRAB - LCLS-II | BLUECRAB FLOOR | 10 | HOLD - INSPECTION PENDING | 1 | MAGSN
F10017742 | MAGNETIC SHIELD ASSEMBLY |  | 6 | L2PRO | BLUE CRAB - LCLS-II | BLUECRAB FLOOR | 10 | HOLD - INSPECTION PENDING | 1 | MAGSN
F10017742 | MAGNETIC SHIELD ASSEMBLY |  | 7 | L2PRO | BLUE CRAB - LCLS-II | BLUECRAB FLOOR | 10 | HOLD - INSPECTION PENDING | 1 | MAGSN
F10020321 | CENTERING PIN |  |  | L2PRD | TEST LAB | 2J1 | 2 | NO INSPECTION REQUIRED | 18
F10020616 | SUPPORT DISC |  |  | L2PRD | TEST LAB | 1G | 2 | NO INSPECTION REQUIRED | 1 | DK12PSN
F10022642 | CURRENT LEADS CF FLANGE ASSEMBLY |  | 39 | L2PRD | TEST LAB | 7 | 10 | HOLD - INSPECTION PENDING | 1 | CFLSN
F10023125 | WELDMENT REDUCER TEE |  |  | L2PRD | TEST LAB | 1I1 | 2 | NO INSPECTION REQUIRED | 8
F10023305 | HGR PIPE -LCLS-II MACHINED WELDMENT |  | 15-4905-002 | L2PRO | TEST LAB | HIGH BAY | 9 | HOLD - NCR | 1 | GHRPSN
F10023434 | WELDMENT BELLOWS LONG |  | 1 | L2PRO | TEST LAB | 4C | 10 | HOLD - INSPECTION PENDING | 1 | BLBLSN
F10023434 | WELDMENT BELLOWS LONG |  | 2 | L2PRO | TEST LAB | 4C | 7 | REJECTED | 1 | BLBLSN
F10023434 | WELDMENT BELLOWS LONG |  | 4 | L2PRO | TEST LAB | 4C | 10 | HOLD - INSPECTION PENDING | 1 | BLBLSN
F10023434 | WELDMENT BELLOWS LONG |  | 5 | L2PRO | TEST LAB | 3J2 | 7 | REJECTED | 1 | BLBLSN
F10023434 | WELDMENT BELLOWS LONG |  | 6 | L2PRD | TEST LAB | 4C | 7 | REJECTED | 1 | BLBLSN
F10023434 | WELDMENT BELLOWS LONG |  | 7 | L2PRO | TEST LAB | 4C | 4 | USE AS IS | 1 | BLBLSN
F10023434 | WELDMENT BELLOWS LONG |  | 8 | L2PRO | TEST LAB | RM 1012 - CMM / RF TUNING | 10 | HOLD - INSPECTION PENDING | 1 | BLBLSN
F10023434 | WELDMENT BELLOWS LONG |  | 10 | L2PRO | TEST LAB | 4C | 10 | HOLD - INSPECTION PENDING | 1 | BLBLSN
F10023434 | WELDMENT BELLOWS LONG |  | 11 | L2PRO | TEST LAB | 4C | 6 | RETURN TO VENDOR | 1 | BLBLSN
F10023434 | WELDMENT BELLOWS LONG |  | 14 | L2PRO | TEST LAB | 4C | 10 | HOLD - INSPECTION PENDING | 1 | BLBLSN
F10023434 | WELDMENT BELLOWS LONG |  | 15 | L2PRO | TEST LAB | 4C | 9 | HOLD - NCR | 1 | BLBLSN
F10023434 | WELDMENT BELLOWS LONG |  | 17 | L2PRO | TEST LAB | 4C | 7 | REJECTED | 1 | BLBLSN
F10023434 | WELDMENT BELLOWS LONG |  | 18 | L2PRO | TEST LAB | 4C | 10 | HOLD - INSPECTION PENDING | 1 | BLBLSN
F10023434 | WELDMENT BELLOWS LONG |  | 19 | L2PRD | TEST LAB | 3I | 10 | HOLD - INSPECTION PENDING | 1 | BLBLSN
F10023434 | WELDMENT BELLOWS LONG |  | 29 | L2PRD | TEST LAB | 3I | 10 | HOLD - INSPECTION PENDING | 1 | BLBLSN
F10023434 | WELDMENT BELLOWS LONG |  | 30 | L2PRD | TEST LAB | 3I | 10 | HOLD - INSPECTION PENDING | 1 | BLBLSN
F10023434 | WELDMENT BELLOWS LONG |  | 37 | L2PRO | TEST LAB | RM 1012 - CMM / RF TUNING | 4 | USE AS IS | 1 | BLBLSN
F10023434 | WELDMENT BELLOWS LONG |  | 38 | L2PRO | TEST LAB | RM 1012 - CMM / RF TUNING | 10 | HOLD - INSPECTION PENDING | 1 | BLBLSN
F10023434 | WELDMENT BELLOWS LONG |  | 40 | L2PRO | TEST LAB | RM 1012 - CMM / RF TUNING | 4 | USE AS IS | 1 | BLBLSN
F10023437 | WELDMENT BELLOWS SHORT |  | 4 | L2PRO | TEST LAB | 3K | 10 | HOLD - INSPECTION PENDING | 1 | BLBSSN
F10023437 | WELDMENT BELLOWS SHORT |  | 8 | L2PRO | TEST LAB | RM 1012 - CMM / RF TUNING | 10 | HOLD - INSPECTION PENDING | 1 | BLBSSN
F10023437 | WELDMENT BELLOWS SHORT |  | 10 | L2PRO | TEST LAB | 3I | 9 | HOLD - NCR | 1 | BLBSSN
F10023437 | WELDMENT BELLOWS SHORT |  | 11 | L2PRO | TEST LAB | 3I | 4 | USE AS IS | 1 | BLBSSN
F10023437 | WELDMENT BELLOWS SHORT |  | 12 | L2PRD | TEST LAB | 3J2 | 10 | HOLD - INSPECTION PENDING | 1 | BLBSSN
F10023437 | WELDMENT BELLOWS SHORT |  | 14 | L2PRO | TEST LAB | 4C | 4 | USE AS IS | 1 | BLBSSN
F10023437 | WELDMENT BELLOWS SHORT |  | 15 | L2PRD | TEST LAB | 3K | 10 | HOLD - INSPECTION PENDING | 1 | BLBSSN
F10023437 | WELDMENT BELLOWS SHORT |  | 16 | L2PRD | TEST LAB | 3K | 10 | HOLD - INSPECTION PENDING | 1 | BLBSSN
F10023437 | WELDMENT BELLOWS SHORT |  | 17 | L2PRD | TEST LAB | 3J | 10 | HOLD - INSPECTION PENDING | 1 | BLBSSN
F10023437 | WELDMENT BELLOWS SHORT |  | 18 | L2PRD | TEST LAB | 3J | 10 | HOLD - INSPECTION PENDING | 1 | BLBSSN
F10023437 | WELDMENT BELLOWS SHORT |  | 19 | L2PRO | TEST LAB | 4C | 10 | HOLD - INSPECTION PENDING | 1 | BLBSSN
F10023437 | WELDMENT BELLOWS SHORT |  | 1001 | L2PRD | TEST LAB | 6H | 7 | REJECTED | 1 | BLBSSN
F10023437 | WELDMENT BELLOWS SHORT |  | 2001 | L2PRD | TEST LAB | 6H | 6 | RETURN TO VENDOR | 1 | BLBSSN
F10023437 | WELDMENT BELLOWS SHORT |  | 2007 | L2PRD | TEST LAB | 4H | 4 | USE AS IS | 1 | BLBSSN
F10023437 | WELDMENT BELLOWS SHORT |  | 2009 | L2PRD | TEST LAB | 6H | 6 | RETURN TO VENDOR | 1 | BLBSSN
F10023437 | WELDMENT BELLOWS SHORT |  | 2011 | L2PRD | TEST LAB | 3K | 15 | HOLD - NCR - COPPER PLATED | 1 | BLBSSN
F10023437 | WELDMENT BELLOWS SHORT |  | 2014 | L2PRD | TEST LAB | 6H | 6 | RETURN TO VENDOR | 1 | BLBSSN
F10023864 | LCLS-II PRODUCTION CAVITY ASSEMBLY |  | 26 | L2PRD | BLUE CRAB - LCLS-II | BLUECRAB FLOOR | 10 | HOLD - INSPECTION PENDING | 1 | CAVSN
F10023864 | LCLS-II PRODUCTION CAVITY ASSEMBLY |  | 40 | L2PRD | BLUE CRAB - LCLS-II | BLUECRAB FLOOR | 10 | HOLD - INSPECTION PENDING | 1 | CAVSN
F10023864 | LCLS-II PRODUCTION CAVITY ASSEMBLY | ~ | 97 | L2PRD | BLUE CRAB - LCLS-II | BLUECRAB FLOOR | 10 | HOLD - INSPECTION PENDING | 1 | CAVSN
F10023864 | LCLS-II PRODUCTION CAVITY ASSEMBLY |  | 101 | L2PRD | BLUE CRAB - LCLS-II | BLUECRAB FLOOR | 10 | HOLD - INSPECTION PENDING | 1 | CAVSN
F10023864 | LCLS-II PRODUCTION CAVITY ASSEMBLY |  | 103 | L2PRD | BLUE CRAB - LCLS-II | BLUECRAB FLOOR | 10 | HOLD - INSPECTION PENDING | 1 | CAVSN
F10023864 | LCLS-II PRODUCTION CAVITY ASSEMBLY | ~ | 118 | L2PRD | BLUE CRAB - LCLS-II | BLUECRAB FLOOR | 10 | HOLD - INSPECTION PENDING | 1 | CAVSN
F10023864 | LCLS-II PRODUCTION CAVITY ASSEMBLY |  | 128 | L2PRD | BLUE CRAB - LCLS-II | BLUECRAB FLOOR | 10 | HOLD - INSPECTION PENDING | 1 | CAVSN
F10023864 | LCLS-II PRODUCTION CAVITY ASSEMBLY |  | 133 | L2PRD | BLUE CRAB - LCLS-II | BLUECRAB FLOOR | 10 | HOLD - INSPECTION PENDING | 1 | CAVSN
F10023864 | LCLS-II PRODUCTION CAVITY ASSEMBLY |  | 145 | L2PRD | BLUE CRAB - LCLS-II | BLUECRAB FLOOR | 7 | REJECTED | 1 | CAVSN
F10023864 | LCLS-II PRODUCTION CAVITY ASSEMBLY |  | 147 | L2PRD | BLUE CRAB - LCLS-II | BLUECRAB FLOOR | 10 | HOLD - INSPECTION PENDING | 1 | CAVSN
F10023864 | LCLS-II PRODUCTION CAVITY ASSEMBLY |  | 201 | L2PRD | BLUE CRAB - LCLS-II | BLUECRAB FLOOR | 10 | HOLD - INSPECTION PENDING | 1 | CAVSN
F10023864 | LCLS-II PRODUCTION CAVITY ASSEMBLY |  | 206 | L2PRD | BLUE CRAB - LCLS-II | BLUECRAB FLOOR | 10 | HOLD - INSPECTION PENDING | 1 | CAVSN
F10023864 | LCLS-II PRODUCTION CAVITY ASSEMBLY |  | 207 | L2PRD | BLUE CRAB - LCLS-II | BLUECRAB FLOOR | 10 | HOLD - INSPECTION PENDING | 1 | CAVSN
F10023864 | LCLS-II PRODUCTION CAVITY ASSEMBLY |  | 209 | L2PRD | BLUE CRAB - LCLS-II | BLUECRAB FLOOR | 10 | HOLD - INSPECTION PENDING | 1 | CAVSN
F10023864 | LCLS-II PRODUCTION CAVITY ASSEMBLY |  | 210 | L2PRD | BLUE CRAB - LCLS-II | BLUECRAB FLOOR | 10 | HOLD - INSPECTION PENDING | 1 | CAVSN
F10023864 | LCLS-II PRODUCTION CAVITY ASSEMBLY |  | 212 | L2PRD | BLUE CRAB - LCLS-II | BLUECRAB FLOOR | 10 | HOLD - INSPECTION PENDING | 1 | CAVSN
F10023864 | LCLS-II PRODUCTION CAVITY ASSEMBLY |  | 213 | L2PRD | BLUE CRAB - LCLS-II | BLUECRAB FLOOR | 10 | HOLD - INSPECTION PENDING | 1 | CAVSN
F10023864 | LCLS-II PRODUCTION CAVITY ASSEMBLY |  | 217 | L2PRD | BLUE CRAB - LCLS-II | BLUECRAB FLOOR | 10 | HOLD - INSPECTION PENDING | 1 | CAVSN
F10023864 | LCLS-II PRODUCTION CAVITY ASSEMBLY |  | 228 | L2PRD | BLUE CRAB - LCLS-II | BLUECRAB FLOOR | 10 | HOLD - INSPECTION PENDING | 1 | CAVSN
F10023864 | LCLS-II PRODUCTION CAVITY ASSEMBLY |  | 231 | L2PRD | BLUE CRAB - LCLS-II | BLUECRAB FLOOR | 10 | HOLD - INSPECTION PENDING | 1 | CAVSN
F10023864 | LCLS-II PRODUCTION CAVITY ASSEMBLY |  | 234 | L2PRD | TEST LAB | FLOOR | 10 | HOLD - INSPECTION PENDING | 1 | CAVSN
F10023864 | LCLS-II PRODUCTION CAVITY ASSEMBLY |  | 239 | L2PRD | BLUE CRAB - LCLS-II | BLUECRAB FLOOR | 10 | HOLD - INSPECTION PENDING | 1 | CAVSN
F10023864 | LCLS-II PRODUCTION CAVITY ASSEMBLY |  | 242 | L2PRD | BLUE CRAB - LCLS-II | BLUECRAB FLOOR | 10 | HOLD - INSPECTION PENDING | 1 | CAVSN
F10023864 | LCLS-II PRODUCTION CAVITY ASSEMBLY |  | 246 | L2PRD | BLUE CRAB - LCLS-II | BLUECRAB FLOOR | 6 | RETURN TO VENDOR | 1 | CAVSN
F10023864 | LCLS-II PRODUCTION CAVITY ASSEMBLY |  | 250 | L2PRD | BLUE CRAB - LCLS-II | BLUECRAB FLOOR | 6 | RETURN TO VENDOR | 1 | CAVSN
F10023864 | LCLS-II PRODUCTION CAVITY ASSEMBLY |  | 260 | L2PRD | TEST LAB | RM 2131 - FLOOR | 10 | HOLD - INSPECTION PENDING | 1 | CAVSN
F10023864 | LCLS-II PRODUCTION CAVITY ASSEMBLY |  | 265 | L2PRD | TEST LAB | RM 2131 - FLOOR | 10 | HOLD - INSPECTION PENDING | 1 | CAVSN
F10023864 | LCLS-II PRODUCTION CAVITY ASSEMBLY |  | 280 | L2PRD | BLUE CRAB - LCLS-II | BLUECRAB FLOOR | 10 | HOLD - INSPECTION PENDING | 1 | CAVSN
F10023864 | LCLS-II PRODUCTION CAVITY ASSEMBLY | ~ | 281 | L2PRD | BLUE CRAB - LCLS-II | BLUECRAB FLOOR | 10 | HOLD - INSPECTION PENDING | 1 | CAVSN
F10023864 | LCLS-II PRODUCTION CAVITY ASSEMBLY |  | 284 | L2PRD | BLUE CRAB - LCLS-II | BLUECRAB FLOOR | 10 | HOLD - INSPECTION PENDING | 1 | CAVSN
F10023864 | LCLS-II PRODUCTION CAVITY ASSEMBLY |  | 293 | L2PRD | TEST LAB | RM 1072 - WELD SHOP | 10 | HOLD - INSPECTION PENDING | 1 | CAVSN
F10023864 | LCLS-II PRODUCTION CAVITY ASSEMBLY |  | 295 | L2PRD | BLUE CRAB - LCLS-II | BLUECRAB FLOOR | 10 | HOLD - INSPECTION PENDING | 1 | CAVSN
F10023864 | LCLS-II PRODUCTION CAVITY ASSEMBLY |  | 299 | L2PRD | BLUE CRAB - LCLS-II | BLUECRAB FLOOR | 10 | HOLD - INSPECTION PENDING | 1 | CAVSN
F10023864 | LCLS-II PRODUCTION CAVITY ASSEMBLY |  | 321 | L2PRD | BLUE CRAB - LCLS-II | BLUECRAB FLOOR | 10 | HOLD - INSPECTION PENDING | 1 | CAVSN
F10023864 | LCLS-II PRODUCTION CAVITY ASSEMBLY | ~ | 330 | L2PRD | BLUE CRAB - LCLS-II | BLUECRAB FLOOR | 10 | HOLD - INSPECTION PENDING | 1 | CAVSN
F10023864 | LCLS-II PRODUCTION CAVITY ASSEMBLY |  | 331 | L2PRD | BLUE CRAB - LCLS-II | BLUECRAB FLOOR | 10 | HOLD - INSPECTION PENDING | 1 | CAVSN
F10023864 | LCLS-II PRODUCTION CAVITY ASSEMBLY |  | 337 | L2PRD | BLUE CRAB - LCLS-II | BLUECRAB FLOOR | 10 | HOLD - INSPECTION PENDING | 1 | CAVSN
F10023864 | LCLS-II PRODUCTION CAVITY ASSEMBLY |  | 340 | L2PRD | BLUE CRAB - LCLS-II | BLUECRAB FLOOR | 10 | HOLD - INSPECTION PENDING | 1 | CAVSN
F10023864 | LCLS-II PRODUCTION CAVITY ASSEMBLY |  | 342 | L2PRD | BLUE CRAB - LCLS-II | BLUECRAB FLOOR | 10 | HOLD - INSPECTION PENDING | 1 | CAVSN
F10023864 | LCLS-II PRODUCTION CAVITY ASSEMBLY |  | 347 | L2PRD | BLUE CRAB - LCLS-II | BLUECRAB FLOOR | 10 | HOLD - INSPECTION PENDING | 1 | CAVSN
F10023864 | LCLS-II PRODUCTION CAVITY ASSEMBLY |  | 348 | L2PRD | BLUE CRAB - LCLS-II | BLUECRAB FLOOR | 10 | HOLD - INSPECTION PENDING | 1 | CAVSN
F10023864 | LCLS-II PRODUCTION CAVITY ASSEMBLY |  | 503 | L2PRD | BLUE CRAB - LCLS-II | BLUECRAB FLOOR | 7 | REJECTED | 1 | CAVSN
F10025857 | FLANGE END ADAPTER ASSEMBLY |  | P02 | L2PRO | TEST LAB | 3J2 | 2 | NO INSPECTION REQUIRED | 1
F10026202 | CAVITY GASKET NW78 |  |  | L2PRD | TEST LAB | 9Q | 2 | NO INSPECTION REQUIRED | 93
F10026609 | VESSEL LCLS-II AFTER MACHING WELDMENT |  | RFCG-VV-010 | L2PRD | BLUE CRAB - LCLS-II | BLUECRAB FLOOR | 10 | HOLD - INSPECTION PENDING | 1 | VVSN
F10026609 | VESSEL LCLS-II AFTER MACHING WELDMENT |  | RFCG-VV-012 | L2PRD | BLUE CRAB - LCLS-II | BLUECRAB FLOOR | 10 | HOLD - INSPECTION PENDING | 1 | VVSN
F10026609 | VESSEL LCLS-II AFTER MACHING WELDMENT |  | RFCG-VV-039 | L2PRD | TEST LAB | UTF ROOF | 10 | HOLD - INSPECTION PENDING | 1 | VVSN
F10026609 DOCUMENTS | LCLS-II VACUUM VESSEL DOCUMENTS |  | RFCG-VV-006 | L2PRD | TEST LAB | 6B | 2 | NO INSPECTION REQUIRED | 1
F10026993 | GV BEARING CLAMP ASSY |  |  | L2PRD | BLUE CRAB - LCLS-II | BLUECRAB FLOOR | 10 | HOLD - INSPECTION PENDING | 2 | GTVCDNSN
F10027593 | KIT HOLDER MC COOLING LINE |  |  | L2PRD | TEST LAB | 1B | 2 | NO INSPECTION REQUIRED | 5
F10028313 | NEEDLE SUPPORT RH ASSEMBLY |  |  | L2PRD | BLUE CRAB - LCLS-II | BLUECRAB FLOOR | 10 | HOLD - INSPECTION PENDING | 18 | NSARHSN
F10028371 | ABUTMENT BEARING - 50 MM |  |  | L2PRD | BLUE CRAB - LCLS-II | BLUECRAB FLOOR | 2 | NO INSPECTION REQUIRED | 24
F10028388 | NEEDLE SUPPORT ASSY 50MM |  |  | L2PRD | BLUE CRAB - LCLS-II | BLUECRAB FLOOR | 2 | NO INSPECTION REQUIRED | 128
F10028388 | NEEDLE SUPPORT ASSY 50MM |  |  | L2PRD | TEST LAB | 1G | 2 | NO INSPECTION REQUIRED | 61
F10028388 | NEEDLE SUPPORT ASSY 50MM |  |  | L2PRD | TEST LAB | 6H | 7 | REJECTED | 114
F10028468 | NEEDLE SUPPORT LH ASSEMBLY |  |  | L2PRD | BLUE CRAB - LCLS-II | BLUECRAB FLOOR | 10 | HOLD - INSPECTION PENDING | 18 | NSALHSN
F10028562 | 5K, 50K, COUPLER THERMAL STRAPS |  | 500 | L2PRD | TEST LAB | 2A | 10 | HOLD - INSPECTION PENDING | 1 | TSCPLRSN
F10028562 | 5K, 50K, COUPLER THERMAL STRAPS |  | 501 | L2PRD | TEST LAB | 2A | 10 | HOLD - INSPECTION PENDING | 1 | TSCPLRSN
F10028562 | 5K, 50K, COUPLER THERMAL STRAPS |  | 502 | L2PRD | TEST LAB | 2A | 10 | HOLD - INSPECTION PENDING | 1 | TSCPLRSN
F10028562 | 5K, 50K, COUPLER THERMAL STRAPS |  | 503 | L2PRD | TEST LAB | 2A | 10 | HOLD - INSPECTION PENDING | 1 | TSCPLRSN
F10028562 | 5K, 50K, COUPLER THERMAL STRAPS |  | 504 | L2PRD | TEST LAB | 2A | 10 | HOLD - INSPECTION PENDING | 1 | TSCPLRSN
F10028562 | 5K, 50K, COUPLER THERMAL STRAPS |  | 505 | L2PRD | TEST LAB | 2A | 10 | HOLD - INSPECTION PENDING | 1 | TSCPLRSN
F10028562 | 5K, 50K, COUPLER THERMAL STRAPS |  | 518 | L2PRD | TEST LAB | 2A | 10 | HOLD - INSPECTION PENDING | 1 | TSCPLRSN
F10028562 | 5K, 50K, COUPLER THERMAL STRAPS |  | 519 | L2PRD | TEST LAB | 2A | 10 | HOLD - INSPECTION PENDING | 1 | TSCPLRSN
F10028562 | 5K, 50K, COUPLER THERMAL STRAPS |  | 520 | L2PRD | TEST LAB | 2A | 10 | HOLD - INSPECTION PENDING | 1 | TSCPLRSN
F10028562 | 5K, 50K, COUPLER THERMAL STRAPS |  | 521 | L2PRD | TEST LAB | 2A | 10 | HOLD - INSPECTION PENDING | 1 | TSCPLRSN
F10028562 | 5K, 50K, COUPLER THERMAL STRAPS |  | 522 | L2PRD | TEST LAB | 2A | 10 | HOLD - INSPECTION PENDING | 1 | TSCPLRSN
F10028562 | 5K, 50K, COUPLER THERMAL STRAPS |  | 523 | L2PRD | TEST LAB | 2A | 10 | HOLD - INSPECTION PENDING | 1 | TSCPLRSN
F10028562 | 5K, 50K, COUPLER THERMAL STRAPS |  | 650 | L2PRD | TEST LAB | 2A | 10 | HOLD - INSPECTION PENDING | 1 | TSCPLRSN
F10028562 | 5K, 50K, COUPLER THERMAL STRAPS |  | 683 | L2PRD | TEST LAB | 2A | 10 | HOLD - INSPECTION PENDING | 1 | TSCPLRSN
F10028562 | 5K, 50K, COUPLER THERMAL STRAPS |  | 684 | L2PRD | TEST LAB | 2A | 10 | HOLD - INSPECTION PENDING | 1 | TSCPLRSN
F10028562 | 5K, 50K, COUPLER THERMAL STRAPS |  | 685 | L2PRD | TEST LAB | 2A | 10 | HOLD - INSPECTION PENDING | 1 | TSCPLRSN
F10028562 | 5K, 50K, COUPLER THERMAL STRAPS |  | 686 | L2PRD | TEST LAB | 2A | 10 | HOLD - INSPECTION PENDING | 1 | TSCPLRSN
F10028562 | 5K, 50K, COUPLER THERMAL STRAPS |  | 687 | L2PRD | TEST LAB | 2A | 10 | HOLD - INSPECTION PENDING | 1 | TSCPLRSN
F10028562 | 5K, 50K, COUPLER THERMAL STRAPS |  | 688 | L2PRD | TEST LAB | 2A | 10 | HOLD - INSPECTION PENDING | 1 | TSCPLRSN
F10028562 | 5K, 50K, COUPLER THERMAL STRAPS |  | 763 | L2PRD | TEST LAB | 2A | 10 | HOLD - INSPECTION PENDING | 1 | TSCPLRSN
F10028562 | 5K, 50K, COUPLER THERMAL STRAPS |  | 928 | L2PRD | TEST LAB | 2A | 10 | HOLD - INSPECTION PENDING | 1 | TSCPLRSN
F10028562 | 5K, 50K, COUPLER THERMAL STRAPS |  | 1140 | L2PRD | TEST LAB | 2A | 10 | HOLD - INSPECTION PENDING | 1 | TSCPLRSN
F10028562 | 5K, 50K, COUPLER THERMAL STRAPS |  | 1172 | L2PRD | TEST LAB | 2A | 10 | HOLD - INSPECTION PENDING | 1 | TSCPLRSN
F10028562 | 5K, 50K, COUPLER THERMAL STRAPS |  |  | L2PRD | TEST LAB | 2A | 10 | HOLD - INSPECTION PENDING | 16 | TSCPLRSN
F10030268 | SOCKET BALL TOOLING |  |  | L2PRD | TEST LAB | 1L | 2 | NO INSPECTION REQUIRED | 136
F10030937 | BELLOWS BRACE ARM 1 WELDMENT |  | 3 | L2PRD | TEST LAB | 2L | 2 | NO INSPECTION REQUIRED | 1
F10030937 | BELLOWS BRACE ARM 1 WELDMENT |  | 5 | L2PRD | TEST LAB | 2L | 2 | NO INSPECTION REQUIRED | 1
F10030937 | BELLOWS BRACE ARM 1 WELDMENT | C | 7 | L2PRD | TEST LAB | 2L | 2 | NO INSPECTION REQUIRED | 1
F10030937 | BELLOWS BRACE ARM 1 WELDMENT |  | 8 | L2PRD | TEST LAB | 4J | 2 | NO INSPECTION REQUIRED | 1
F10030937 | BELLOWS BRACE ARM 1 WELDMENT |  | 9 | L2PRD | TEST LAB | 2L | 2 | NO INSPECTION REQUIRED | 1
F10030937 | BELLOWS BRACE ARM 1 WELDMENT |  | 1 | L2PRD | TEST LAB | 4J | 2 | NO INSPECTION REQUIRED | 1
F10030937 | BELLOWS BRACE ARM 1 WELDMENT |  | 10 | L2PRD | TEST LAB | 2L | 2 | NO INSPECTION REQUIRED | 1
F10030937 | BELLOWS BRACE ARM 1 WELDMENT |  | 14 | L2PRD | TEST LAB | 4J | 2 | NO INSPECTION REQUIRED | 1
F10030937 | BELLOWS BRACE ARM 1 WELDMENT |  | 15 | L2PRD | TEST LAB | 2L | 2 | NO INSPECTION REQUIRED | 1
F10030937 | BELLOWS BRACE ARM 1 WELDMENT |  | 16 | L2PRD | TEST LAB | 2L | 2 | NO INSPECTION REQUIRED | 1
F10030937 | BELLOWS BRACE ARM 1 WELDMENT |  | 19 | L2PRD | TEST LAB | 2L | 2 | NO INSPECTION REQUIRED | 1
F10030937 | BELLOWS BRACE ARM 1 WELDMENT |  | 2 | L2PRD | TEST LAB | 2L | 2 | NO INSPECTION REQUIRED | 1
F10030937 | BELLOWS BRACE ARM 1 WELDMENT |  | 20 | L2PRD | TEST LAB | 2L | 2 | NO INSPECTION REQUIRED | 1
F10030937 | BELLOWS BRACE ARM 1 WELDMENT |  | 21 | L2PRD | TEST LAB | 2L | 2 | NO INSPECTION REQUIRED | 1
F10030937 | BELLOWS BRACE ARM 1 WELDMENT | C | 22 | L2PRD | TEST LAB | 2L | 2 | NO INSPECTION REQUIRED | 1
F10030937 | BELLOWS BRACE ARM 1 WELDMENT |  | 23 | L2PRD | TEST LAB | 4J | 2 | NO INSPECTION REQUIRED | 1
F10030937 | BELLOWS BRACE ARM 1 WELDMENT |  | 28 | L2PRD | TEST LAB | 2L | 2 | NO INSPECTION REQUIRED | 1
F10030937 | BELLOWS BRACE ARM 1 WELDMENT |  | 30 | L2PRD | TEST LAB | 2L | 2 | NO INSPECTION REQUIRED | 1
F10030937 | BELLOWS BRACE ARM 1 WELDMENT |  | 35 | L2PRD | TEST LAB | 4J | 2 | NO INSPECTION REQUIRED | 1
F10030937 | BELLOWS BRACE ARM 1 WELDMENT |  | 37 | L2PRD | TEST LAB | 2L | 2 | NO INSPECTION REQUIRED | 1
F10030937 | BELLOWS BRACE ARM 1 WELDMENT |  | 39 | L2PRD | TEST LAB | 2L | 2 | NO INSPECTION REQUIRED | 1
F10030937 | BELLOWS BRACE ARM 1 WELDMENT |  | 4 | L2PRD | TEST LAB | 4J | 2 | NO INSPECTION REQUIRED | 1
F10030937 | BELLOWS BRACE ARM 1 WELDMENT |  | 40 | L2PRD | TEST LAB | 2L | 2 | NO INSPECTION REQUIRED | 1
F10030937 | BELLOWS BRACE ARM 1 WELDMENT |  | 45 | L2PRD | TEST LAB | 2L | 2 | NO INSPECTION REQUIRED | 1
F10030937 | BELLOWS BRACE ARM 1 WELDMENT |  | 47 | L2PRD | TEST LAB | 2L | 2 | NO INSPECTION REQUIRED | 1
F10030937 | BELLOWS BRACE ARM 1 WELDMENT |  | 50 | L2PRD | TEST LAB | 2L | 2 | NO INSPECTION REQUIRED | 1
F10030937 | BELLOWS BRACE ARM 1 WELDMENT |  | 52 | L2PRD | TEST LAB | 2L | 2 | NO INSPECTION REQUIRED | 1
F10030937 | BELLOWS BRACE ARM 1 WELDMENT | C | 54 | L2PRD | TEST LAB | 2L | 2 | NO INSPECTION REQUIRED | 1
F10030937 | BELLOWS BRACE ARM 1 WELDMENT |  | 56 | L2PRD | TEST LAB | 2L | 2 | NO INSPECTION REQUIRED | 1
F10030937 | BELLOWS BRACE ARM 1 WELDMENT |  | 6 | L2PRD | TEST LAB | 4J | 2 | NO INSPECTION REQUIRED | 1
F10030937 | BELLOWS BRACE ARM 1 WELDMENT |  | 60 | L2PRD | TEST LAB | 4J | 2 | NO INSPECTION REQUIRED | 1
F10030937 | BELLOWS BRACE ARM 1 WELDMENT |  | 61 | L2PRD | TEST LAB | 4J | 2 | NO INSPECTION REQUIRED | 1
F10030937 | BELLOWS BRACE ARM 1 WELDMENT |  | 62 | L2PRD | TEST LAB | 2L | 2 | NO INSPECTION REQUIRED | 1
F10030937 | BELLOWS BRACE ARM 1 WELDMENT |  | 64 | L2PRD | TEST LAB | 2L | 2 | NO INSPECTION REQUIRED | 1
F10030937 | BELLOWS BRACE ARM 1 WELDMENT |  | 65 | L2PRD | TEST LAB | 2L | 2 | NO INSPECTION REQUIRED | 1
F10030937 | BELLOWS BRACE ARM 1 WELDMENT |  | 78 | L2PRD | TEST LAB | 2L | 2 | NO INSPECTION REQUIRED | 1
F10030937 | BELLOWS BRACE ARM 1 WELDMENT | C | 84 | L2PRD | TEST LAB | 2L | 2 | NO INSPECTION REQUIRED | 1
F10030937 | BELLOWS BRACE ARM 1 WELDMENT |  | 87 | L2PRD | TEST LAB | 4J | 2 | NO INSPECTION REQUIRED | 1
F10030937 | BELLOWS BRACE ARM 1 WELDMENT |  | 93 | L2PRD | TEST LAB | 2L | 2 | NO INSPECTION REQUIRED | 1
F10030937 | BELLOWS BRACE ARM 1 WELDMENT | C | 95 | L2PRD | TEST LAB | 2L | 2 | NO INSPECTION REQUIRED | 1
F10030937 | BELLOWS BRACE ARM 1 WELDMENT |  | 98 | L2PRD | TEST LAB | 2L | 2 | NO INSPECTION REQUIRED | 1
F10030937 | BELLOWS BRACE ARM 1 WELDMENT |  | 105 | L2PRD | TEST LAB | 2L | 2 | NO INSPECTION REQUIRED | 1
F10030937 | BELLOWS BRACE ARM 1 WELDMENT |  | 108 | L2PRD | TEST LAB | 2L | 2 | NO INSPECTION REQUIRED | 1
F10030937 | BELLOWS BRACE ARM 1 WELDMENT |  | 112 | L2PRD | TEST LAB | 2L | 2 | NO INSPECTION REQUIRED | 1
F10030937 | BELLOWS BRACE ARM 1 WELDMENT |  | 115 | L2PRD | TEST LAB | 4J | 2 | NO INSPECTION REQUIRED | 1
F10030937 | BELLOWS BRACE ARM 1 WELDMENT |  | 116 | L2PRD | TEST LAB | 4J | 2 | NO INSPECTION REQUIRED | 1
F10030937 | BELLOWS BRACE ARM 1 WELDMENT |  | 2 | L2PRD | TEST LAB | 4J | 2 | NO INSPECTION REQUIRED | 1
F10030937 | BELLOWS BRACE ARM 1 WELDMENT | C | 4 | L2PRD | TEST LAB | 2L | 2 | NO INSPECTION REQUIRED | 1
F10030937 | BELLOWS BRACE ARM 1 WELDMENT |  | 12 | L2PRD | TEST LAB | 2L | 2 | NO INSPECTION REQUIRED | 1
F10030937 | BELLOWS BRACE ARM 1 WELDMENT |  | 13 | L2PRD | TEST LAB | 4J | 2 | NO INSPECTION REQUIRED | 1
F10030937 | BELLOWS BRACE ARM 1 WELDMENT |  | 15 | L2PRD | TEST LAB | 4J | 2 | NO INSPECTION REQUIRED | 1
F10030937 | BELLOWS BRACE ARM 1 WELDMENT | C | 17 | L2PRD | TEST LAB | 2L | 2 | NO INSPECTION REQUIRED | 1
F10030937 | BELLOWS BRACE ARM 1 WELDMENT |  | 18 | L2PRD | TEST LAB | 4J | 2 | NO INSPECTION REQUIRED | 1
F10030937 | BELLOWS BRACE ARM 1 WELDMENT |  | 19 | L2PRD | TEST LAB | 2L | 2 | NO INSPECTION REQUIRED | 1
F10030937 | BELLOWS BRACE ARM 1 WELDMENT |  | 22 | L2PRD | TEST LAB | 4J | 2 | NO INSPECTION REQUIRED | 1
F10030937 | BELLOWS BRACE ARM 1 WELDMENT |  | 28 | L2PRD | TEST LAB | 2L | 2 | NO INSPECTION REQUIRED | 1
F10030937 | BELLOWS BRACE ARM 1 WELDMENT |  | 29 | L2PRD | TEST LAB | 2L | 2 | NO INSPECTION REQUIRED | 1
F10030937 | BELLOWS BRACE ARM 1 WELDMENT |  | 30 | L2PRD | TEST LAB | 2L | 2 | NO INSPECTION REQUIRED | 1
F10030937 | BELLOWS BRACE ARM 1 WELDMENT |  | 37 | L2PRD | TEST LAB | 2L | 2 | NO INSPECTION REQUIRED | 1
F10030937 | BELLOWS BRACE ARM 1 WELDMENT | C | 39 | L2PRD | TEST LAB | 2L | 2 | NO INSPECTION REQUIRED | 1
F10030937 | BELLOWS BRACE ARM 1 WELDMENT |  | 41 | L2PRD | TEST LAB | 2L | 2 | NO INSPECTION REQUIRED | 1
F10030937 | BELLOWS BRACE ARM 1 WELDMENT |  | 42 | L2PRD | TEST LAB | 4J | 2 | NO INSPECTION REQUIRED | 1
F10030937 | BELLOWS BRACE ARM 1 WELDMENT |  | 43 | L2PRD | TEST LAB | 2L | 2 | NO INSPECTION REQUIRED | 1
F10030937 | BELLOWS BRACE ARM 1 WELDMENT |  |  | L2PRD | TEST LAB | 2L | 2 | NO INSPECTION REQUIRED | 3
F10030938 | BELLOWS BRACE ARM 2 WELDMENT |  | 4 | L2PRD | TEST LAB | 4J | 2 | NO INSPECTION REQUIRED | 1
F10030938 | BELLOWS BRACE ARM 2 WELDMENT |  | 10 | L2PRD | TEST LAB | 4J | 2 | NO INSPECTION REQUIRED | 1
F10030938 | BELLOWS BRACE ARM 2 WELDMENT |  | 16 | L2PRD | TEST LAB | 4J | 2 | NO INSPECTION REQUIRED | 1
F10030938 | BELLOWS BRACE ARM 2 WELDMENT | C | 17 | L2PRD | TEST LAB | 2L | 2 | NO INSPECTION REQUIRED | 1
F10030938 | BELLOWS BRACE ARM 2 WELDMENT |  | 19 | L2PRD | TEST LAB | 2L | 2 | NO INSPECTION REQUIRED | 1
F10030938 | BELLOWS BRACE ARM 2 WELDMENT |  | 20 | L2PRD | TEST LAB | 2L | 2 | NO INSPECTION REQUIRED | 1
F10030938 | BELLOWS BRACE ARM 2 WELDMENT |  | 23 | L2PRD | TEST LAB | 2L | 2 | NO INSPECTION REQUIRED | 1
F10030938 | BELLOWS BRACE ARM 2 WELDMENT |  | 24 | L2PRD | TEST LAB | 4J | 2 | NO INSPECTION REQUIRED | 1
F10030938 | BELLOWS BRACE ARM 2 WELDMENT | C | 26 | L2PRD | TEST LAB | 2L | 2 | NO INSPECTION REQUIRED | 1
F10030938 | BELLOWS BRACE ARM 2 WELDMENT |  | 28 | L2PRD | TEST LAB | 4J | 2 | NO INSPECTION REQUIRED | 1
F10030938 | BELLOWS BRACE ARM 2 WELDMENT |  | 32 | L2PRD | TEST LAB | 2L | 2 | NO INSPECTION REQUIRED | 1
F10030938 | BELLOWS BRACE ARM 2 WELDMENT |  | 34 | L2PRD | TEST LAB | 2L | 2 | NO INSPECTION REQUIRED | 1
F10030938 | BELLOWS BRACE ARM 2 WELDMENT |  | 35 | L2PRD | TEST LAB | 2L | 2 | NO INSPECTION REQUIRED | 1
F10030938 | BELLOWS BRACE ARM 2 WELDMENT |  | 38 | L2PRD | TEST LAB | 2L | 2 | NO INSPECTION REQUIRED | 1
F10030938 | BELLOWS BRACE ARM 2 WELDMENT |  | 4 | L2PRD | TEST LAB | 4J | 2 | NO INSPECTION REQUIRED | 1
F10030938 | BELLOWS BRACE ARM 2 WELDMENT |  | 53 | L2PRD | TEST LAB | 4J | 2 | NO INSPECTION REQUIRED | 1
F10030938 | BELLOWS BRACE ARM 2 WELDMENT | C | 56 | L2PRD | TEST LAB | 2L | 2 | NO INSPECTION REQUIRED | 1
F10030938 | BELLOWS BRACE ARM 2 WELDMENT |  | 57 | L2PRD | TEST LAB | 2L | 2 | NO INSPECTION REQUIRED | 1
F10030938 | BELLOWS BRACE ARM 2 WELDMENT |  | 6 | L2PRD | TEST LAB | 2L | 2 | NO INSPECTION REQUIRED | 1
F10030938 | BELLOWS BRACE ARM 2 WELDMENT |  | 60 | L2PRD | TEST LAB | 4J | 2 | NO INSPECTION REQUIRED | 1
F10030938 | BELLOWS BRACE ARM 2 WELDMENT |  | 62 | L2PRD | TEST LAB | 2L | 2 | NO INSPECTION REQUIRED | 1
F10030938 | BELLOWS BRACE ARM 2 WELDMENT |  | 63 | L2PRD | TEST LAB | 2L | 2 | NO INSPECTION REQUIRED | 1
F10030938 | BELLOWS BRACE ARM 2 WELDMENT |  | 64 | L2PRD | TEST LAB | 2L | 2 | NO INSPECTION REQUIRED | 1
F10030938 | BELLOWS BRACE ARM 2 WELDMENT |  | 66 | L2PRD | TEST LAB | 2L | 2 | NO INSPECTION REQUIRED | 1
F10030938 | BELLOWS BRACE ARM 2 WELDMENT |  | 68 | L2PRD | TEST LAB | 2L | 2 | NO INSPECTION REQUIRED | 1
F10030938 | BELLOWS BRACE ARM 2 WELDMENT |  | 70 | L2PRD | TEST LAB | 2L | 2 | NO INSPECTION REQUIRED | 1
F10030938 | BELLOWS BRACE ARM 2 WELDMENT |  | 74 | L2PRD | TEST LAB | 2L | 2 | NO INSPECTION REQUIRED | 1
F10030938 | BELLOWS BRACE ARM 2 WELDMENT |  | 8 | L2PRD | TEST LAB | 4J | 2 | NO INSPECTION REQUIRED | 1
F10030938 | BELLOWS BRACE ARM 2 WELDMENT |  | 82 | L2PRD | TEST LAB | 2L | 2 | NO INSPECTION REQUIRED | 1
F10030938 | BELLOWS BRACE ARM 2 WELDMENT |  | 86 | L2PRD | TEST LAB | 2L | 2 | NO INSPECTION REQUIRED | 1
F10030938 | BELLOWS BRACE ARM 2 WELDMENT |  | 89 | L2PRD | TEST LAB | 2L | 2 | NO INSPECTION REQUIRED | 1
F10030938 | BELLOWS BRACE ARM 2 WELDMENT |  | 90 | L2PRD | TEST LAB | 2L | 2 | NO INSPECTION REQUIRED | 1
F10030938 | BELLOWS BRACE ARM 2 WELDMENT |  | 92 | L2PRD | TEST LAB | 2L | 2 | NO INSPECTION REQUIRED | 1
F10030938 | BELLOWS BRACE ARM 2 WELDMENT | C | 93 | L2PRD | TEST LAB | 2L | 2 | NO INSPECTION REQUIRED | 1
F10030938 | BELLOWS BRACE ARM 2 WELDMENT |  | 96 | L2PRD | TEST LAB | 2L | 2 | NO INSPECTION REQUIRED | 1
F10030938 | BELLOWS BRACE ARM 2 WELDMENT |  | 98 | L2PRD | TEST LAB | 2L | 2 | NO INSPECTION REQUIRED | 1
F10030938 | BELLOWS BRACE ARM 2 WELDMENT |  | 99 | L2PRD | TEST LAB | 2L | 2 | NO INSPECTION REQUIRED | 1
F10030938 | BELLOWS BRACE ARM 2 WELDMENT |  | 103 | L2PRD | TEST LAB | 4J | 2 | NO INSPECTION REQUIRED | 1
F10030938 | BELLOWS BRACE ARM 2 WELDMENT | C | 104 | L2PRD | TEST LAB | 2L | 2 | NO INSPECTION REQUIRED | 1
F10030938 | BELLOWS BRACE ARM 2 WELDMENT | C | 107 | L2PRD | TEST LAB | 2L | 2 | NO INSPECTION REQUIRED | 1
F10030938 | BELLOWS BRACE ARM 2 WELDMENT |  | 108 | L2PRD | TEST LAB | 2L | 2 | NO INSPECTION REQUIRED | 1
F10030938 | BELLOWS BRACE ARM 2 WELDMENT |  | 112 | L2PRD | TEST LAB | 2L | 2 | NO INSPECTION REQUIRED | 1
F10030938 | BELLOWS BRACE ARM 2 WELDMENT | C | 9 | L2PRD | TEST LAB | 2L | 2 | NO INSPECTION REQUIRED | 1
F10030938 | BELLOWS BRACE ARM 2 WELDMENT |  | 10 | L2PRD | TEST LAB | 4J | 2 | NO INSPECTION REQUIRED | 1
F10030938 | BELLOWS BRACE ARM 2 WELDMENT | C | 11 | L2PRD | TEST LAB | 2L | 2 | NO INSPECTION REQUIRED | 1
F10030938 | BELLOWS BRACE ARM 2 WELDMENT |  | 12 | L2PRD | TEST LAB | 2L | 2 | NO INSPECTION REQUIRED | 1
F10030938 | BELLOWS BRACE ARM 2 WELDMENT |  | 15 | L2PRD | TEST LAB | 2L | 2 | NO INSPECTION REQUIRED | 1
F10030938 | BELLOWS BRACE ARM 2 WELDMENT |  | 16 | L2PRD | TEST LAB | 2L | 2 | NO INSPECTION REQUIRED | 1
F10030938 | BELLOWS BRACE ARM 2 WELDMENT |  | 20 | L2PRD | TEST LAB | 4J | 2 | NO INSPECTION REQUIRED | 1
F10030938 | BELLOWS BRACE ARM 2 WELDMENT |  | 21 | L2PRD | TEST LAB | 2L | 2 | NO INSPECTION REQUIRED | 1
F10030938 | BELLOWS BRACE ARM 2 WELDMENT |  | 23 | L2PRD | TEST LAB | 2L | 2 | NO INSPECTION REQUIRED | 1
F10030938 | BELLOWS BRACE ARM 2 WELDMENT |  | 26 | L2PRD | TEST LAB | 2L | 2 | NO INSPECTION REQUIRED | 1
F10030938 | BELLOWS BRACE ARM 2 WELDMENT |  | 28 | L2PRD | TEST LAB | 4J | 2 | NO INSPECTION REQUIRED | 1
F10030938 | BELLOWS BRACE ARM 2 WELDMENT |  | 29 | L2PRD | TEST LAB | 2L | 2 | NO INSPECTION REQUIRED | 1
F10030938 | BELLOWS BRACE ARM 2 WELDMENT |  | 30 | L2PRD | TEST LAB | 2L | 2 | NO INSPECTION REQUIRED | 1
F10030938 | BELLOWS BRACE ARM 2 WELDMENT | C | 32 | L2PRD | TEST LAB | 2L | 2 | NO INSPECTION REQUIRED | 1
F10030938 | BELLOWS BRACE ARM 2 WELDMENT |  | 36 | L2PRD | TEST LAB | 2L | 2 | NO INSPECTION REQUIRED | 1
F10030938 | BELLOWS BRACE ARM 2 WELDMENT |  | 37 | L2PRD | TEST LAB | 2L | 2 | NO INSPECTION REQUIRED | 1
F10030938 | BELLOWS BRACE ARM 2 WELDMENT |  | 38 | L2PRD | TEST LAB | 2L | 2 | NO INSPECTION REQUIRED | 1
F10030938 | BELLOWS BRACE ARM 2 WELDMENT |  | 40 | L2PRD | TEST LAB | 2L | 2 | NO INSPECTION REQUIRED | 1
F10030938 | BELLOWS BRACE ARM 2 WELDMENT |  |  | L2PRD | TEST LAB | 2L | 2 | NO INSPECTION REQUIRED | 3
F10030938 | BELLOWS BRACE ARM 2 WELDMENT |  |  | L2PRD | TEST LAB | 4J | 2 | NO INSPECTION REQUIRED | 3
F10031029 | NO. 6 SPLIT RING |  | 76 | L2PRD | TEST LAB | RM 2231-15 - HUQUE | 2 | NO INSPECTION REQUIRED | 1
F10031029 | NO. 6 SPLIT RING |  | 80 | L2PRD | TEST LAB | RM 2231-15 - HUQUE | 2 | NO INSPECTION REQUIRED | 1
F10031029 | NO. 6 SPLIT RING |  | 89 | L2PRD | TEST LAB | RM 2231-15 - HUQUE | 2 | NO INSPECTION REQUIRED | 1
F10031029 | NO. 6 SPLIT RING |  | 92 | L2PRD | TEST LAB | RM 2231-15 - HUQUE | 2 | NO INSPECTION REQUIRED | 1
F10031029 | NO. 6 SPLIT RING |  | 140 | L2PRD | TEST LAB | RM 2231-15 - HUQUE | 2 | NO INSPECTION REQUIRED | 1
F10031029 | NO. 6 SPLIT RING |  | 167 | L2PRD | TEST LAB | 2K | 2 | NO INSPECTION REQUIRED | 1
F10031029 | NO. 6 SPLIT RING |  | 171 | L2PRD | TEST LAB | RM 2231-15 - HUQUE | 2 | NO INSPECTION REQUIRED | 1
F10031029 | NO. 6 SPLIT RING |  | 173 | L2PRD | TEST LAB | RM 2231-15 - HUQUE | 2 | NO INSPECTION REQUIRED | 1
F10031029 | NO. 6 SPLIT RING |  | 186 | L2PRD | TEST LAB | RM 2231-15 - HUQUE | 2 | NO INSPECTION REQUIRED | 1
F10031029 | NO. 6 SPLIT RING |  | 194 | L2PRD | TEST LAB | RM 1072 - WELD SHOP | 2 | NO INSPECTION REQUIRED | 1
F10031029 | NO. 6 SPLIT RING |  | 215 | L2PRD | TEST LAB | 2K | 2 | NO INSPECTION REQUIRED | 1
F10031029 | NO. 6 SPLIT RING |  | N/A | L2PRD | TEST LAB | 2K | 2 | NO INSPECTION REQUIRED | 1
F10031029 | NO. 6 SPLIT RING | ~ |  | L2PRD | TEST LAB | 2K | 2 | NO INSPECTION REQUIRED | 11
F10031174 | TEE 2.5 X .065 WALL MDC |  |  | L2PRD | TEST LAB | 3I | 2 | NO INSPECTION REQUIRED | 2
F10031431 | HOM CLAMP ASSY |  |  | L2PRD | TEST LAB | 1F2 | 2 | NO INSPECTION REQUIRED | 6
F10031545 | HOM, STEPPER MOTOR THERMAL STRAP |  | 127 | L2PRD | TEST LAB | 2A | 10 | HOLD - INSPECTION PENDING | 1 | TSHMSMSN
F10031545 | HOM, STEPPER MOTOR THERMAL STRAP |  | 128 | L2PRD | TEST LAB | 2A | 10 | HOLD - INSPECTION PENDING | 1 | TSHMSMSN
F10031545 | HOM, STEPPER MOTOR THERMAL STRAP |  | 130 | L2PRD | TEST LAB | 2A | 10 | HOLD - INSPECTION PENDING | 1 | TSHMSMSN
F10031545 | HOM, STEPPER MOTOR THERMAL STRAP |  | 132 | L2PRD | TEST LAB | 2A | 10 | HOLD - INSPECTION PENDING | 1 | TSHMSMSN
F10031545 | HOM, STEPPER MOTOR THERMAL STRAP |  | 168 | L2PRD | TEST LAB | 2A | 10 | HOLD - INSPECTION PENDING | 1 | TSHMSMSN
F10031545 | HOM, STEPPER MOTOR THERMAL STRAP |  | 169 | L2PRD | TEST LAB | 2A | 10 | HOLD - INSPECTION PENDING | 1 | TSHMSMSN
F10031545 | HOM, STEPPER MOTOR THERMAL STRAP |  | 170 | L2PRD | TEST LAB | 2A | 10 | HOLD - INSPECTION PENDING | 1 | TSHMSMSN
F10031545 | HOM, STEPPER MOTOR THERMAL STRAP |  | 171 | L2PRD | TEST LAB | 2A | 10 | HOLD - INSPECTION PENDING | 1 | TSHMSMSN
F10031545 | HOM, STEPPER MOTOR THERMAL STRAP |  | 172 | L2PRD | TEST LAB | 2A | 10 | HOLD - INSPECTION PENDING | 1 | TSHMSMSN
F10031545 | HOM, STEPPER MOTOR THERMAL STRAP |  | 173 | L2PRD | TEST LAB | 2A | 10 | HOLD - INSPECTION PENDING | 1 | TSHMSMSN
F10031545 | HOM, STEPPER MOTOR THERMAL STRAP |  | 174 | L2PRD | TEST LAB | 2A | 10 | HOLD - INSPECTION PENDING | 1 | TSHMSMSN
F10031545 | HOM, STEPPER MOTOR THERMAL STRAP |  | 175 | L2PRD | TEST LAB | 2A | 10 | HOLD - INSPECTION PENDING | 1 | TSHMSMSN
F10031545 | HOM, STEPPER MOTOR THERMAL STRAP |  | 176 | L2PRD | TEST LAB | 2A | 10 | HOLD - INSPECTION PENDING | 1 | TSHMSMSN
F10031545 | HOM, STEPPER MOTOR THERMAL STRAP |  | 177 | L2PRD | TEST LAB | 2A | 10 | HOLD - INSPECTION PENDING | 1 | TSHMSMSN
F10031545 | HOM, STEPPER MOTOR THERMAL STRAP |  | 392 | L2PRD | TEST LAB | 2A | 10 | HOLD - INSPECTION PENDING | 1 | TSHMSMSN
F10031545 | HOM, STEPPER MOTOR THERMAL STRAP |  | 393 | L2PRD | TEST LAB | 2A | 10 | HOLD - INSPECTION PENDING | 1 | TSHMSMSN
F10031545 | HOM, STEPPER MOTOR THERMAL STRAP |  | 395 | L2PRD | TEST LAB | 2A | 10 | HOLD - INSPECTION PENDING | 1 | TSHMSMSN
F10031545 | HOM, STEPPER MOTOR THERMAL STRAP |  | 442 | L2PRD | TEST LAB | 2A | 10 | HOLD - INSPECTION PENDING | 1 | TSHMSMSN
F10031545 | HOM, STEPPER MOTOR THERMAL STRAP |  | 702 | L2PRD | TEST LAB | 2A | 10 | HOLD - INSPECTION PENDING | 1 | TSHMSMSN
F10035554 | 2K STEPPER MOTOR CLAMP ASSY |  |  | L2PRD | TEST LAB | 1J | 2 | NO INSPECTION REQUIRED | 10
F10037798 | SCREW SPECIAL |  |  | L2PRD | TEST LAB | 2F2 | 2 | NO INSPECTION REQUIRED | 64
F10038539 | GV SUPPORT US |  |  | L2PRD | TEST LAB | 1 | 2 | NO INSPECTION REQUIRED | 30
F10039173 | MAGNETIC SHIELD FPC END CAP |  | 8 | L2PRO | TEST LAB | 3 | 2 | NO INSPECTION REQUIRED | 1
F10039173 | MAGNETIC SHIELD FPC END CAP |  | 9 | L2PRO | TEST LAB | 3 | 2 | NO INSPECTION REQUIRED | 1
F10039173 | MAGNETIC SHIELD FPC END CAP |  | 10 | L2PRO | TEST LAB | 3 | 2 | NO INSPECTION REQUIRED | 1
F10039173 | MAGNETIC SHIELD FPC END CAP |  | 11 | L2PRO | TEST LAB | 3 | 2 | NO INSPECTION REQUIRED | 1
F10039173 | MAGNETIC SHIELD FPC END CAP |  | 12 | L2PRO | TEST LAB | 3 | 2 | NO INSPECTION REQUIRED | 1
F10039173 | MAGNETIC SHIELD FPC END CAP |  | 13 | L2PRO | TEST LAB | 3 | 2 | NO INSPECTION REQUIRED | 1
F10039173 | MAGNETIC SHIELD FPC END CAP |  | 14 | L2PRO | TEST LAB | 3 | 2 | NO INSPECTION REQUIRED | 1
F10039173 | MAGNETIC SHIELD FPC END CAP |  | 15 | L2PRO | TEST LAB | 3 | 2 | NO INSPECTION REQUIRED | 1
F10040841 | 2K CLAMP ASSEMBLY KIT |  |  | L2PRD | TEST LAB | 2H | 2 | NO INSPECTION REQUIRED | 2
F10041075 | WELDMENT BELLOWS PRCM |  | 1001 | L2PRD | TEST LAB | 4H | 7 | REJECTED | 1 | BLBPSN
F10041075 | WELDMENT BELLOWS PRCM |  | 1028 | L2PRD | TEST LAB | 6H | 7 | REJECTED | 1 | BLBPSN
F10041075 | WELDMENT BELLOWS PRCM |  | 2022 | L2PRD | TEST LAB | 6H | 6 | RETURN TO VENDOR | 1 | BLBPSN
F10041075 | WELDMENT BELLOWS PRCM |  | 2023 | L2PRD | TEST LAB | 6H | 7 | REJECTED | 1 | BLBPSN
F10041075 | WELDMENT BELLOWS PRCM |  | 2024 | L2PRD | TEST LAB | 6H | 7 | REJECTED | 1 | BLBPSN
F10041075 | WELDMENT BELLOWS PRCM |  | 2026 | L2PRD | TEST LAB | RM 1012 - CMM / RF TUNING | 14 | HOLD - COPPER PLATED | 1 | BLBPSN
F10041075 | WELDMENT BELLOWS PRCM |  | 2027 | L2PRD | TEST LAB | 3K | 15 | HOLD - NCR - COPPER PLATED | 1 | BLBPSN
F10041075 | WELDMENT BELLOWS PRCM |  | 2041 | L2PRD | TEST LAB | 6H | 7 | REJECTED | 1 | BLBPSN
F10041075 | WELDMENT BELLOWS PRCM |  | 2049 | L2PRD | TEST LAB | 6H | 6 | RETURN TO VENDOR | 1 | BLBPSN
F10041075 | WELDMENT BELLOWS PRCM |  | 2057 | L2PRD | TEST LAB | 3A | 15 | HOLD - NCR - COPPER PLATED | 1 | BLBPSN
F10041075 | WELDMENT BELLOWS PRCM |  | 2079 | L2PRD | TEST LAB | 6H | 7 | REJECTED | 1 | BLBPSN
F10041075 | WELDMENT BELLOWS PRCM |  | 2082 | L2PRD | TEST LAB | 6H | 15 | HOLD - NCR - COPPER PLATED | 1 | BLBPSN
F10041075 | WELDMENT BELLOWS PRCM |  | 2085 | L2PRD | TEST LAB | 3A | 15 | HOLD - NCR - COPPER PLATED | 1 | BLBPSN
F10041075 | WELDMENT BELLOWS PRCM |  | 2106 | L2PRD | TEST LAB | CHEMISTRY | 4 | USE AS IS | 1 | BLBPSN
F10041075 | WELDMENT BELLOWS PRCM |  | 2125 | L2PRD | TEST LAB | 3K | 9 | HOLD - NCR | 1 | BLBPSN
F10041075 | WELDMENT BELLOWS PRCM |  | 2127 | L2PRD | TEST LAB | 3K | 15 | HOLD - NCR - COPPER PLATED | 1 | BLBPSN
F10041075 | WELDMENT BELLOWS PRCM |  | 2131 | L2PRD | TEST LAB | 3A | 14 | HOLD - COPPER PLATED | 1 | BLBPSN
F10041075 | WELDMENT BELLOWS PRCM |  | 2143 | L2PRD | TEST LAB | 6H | 7 | REJECTED | 1 | BLBPSN
F10041075 | WELDMENT BELLOWS PRCM |  | 2151 | L2PRD | TEST LAB | 4H | 15 | HOLD - NCR - COPPER PLATED | 1 | BLBPSN
F10041075 | WELDMENT BELLOWS PRCM |  | 2152 | L2PRD | TEST LAB | 6H | 14 | HOLD - COPPER PLATED | 1 | BLBPSN
F10041075 | WELDMENT BELLOWS PRCM |  | 2154 | L2PRD | TEST LAB | 6H | 7 | REJECTED | 1 | BLBPSN
F10041075 | WELDMENT BELLOWS PRCM |  | 2157 | L2PRD | TEST LAB | 3K | 9 | HOLD - NCR | 1 | BLBPSN
F10041075 | WELDMENT BELLOWS PRCM |  | 2159 | L2PRD | TEST LAB | 6H | 15 | HOLD - NCR - COPPER PLATED | 1 | BLBPSN
F10041075 | WELDMENT BELLOWS PRCM |  | 2192 | L2PRD | TEST LAB | 6H | 7 | REJECTED | 1 | BLBPSN
F10041075 | WELDMENT BELLOWS PRCM |  | 2196 | L2PRD | TEST LAB | 6H | 15 | HOLD - NCR - COPPER PLATED | 1 | BLBPSN
F10041075 | WELDMENT BELLOWS PRCM |  | 2197 | L2PRD | TEST LAB | 3A | 15 | HOLD - NCR - COPPER PLATED | 1 | BLBPSN
F10041075 | WELDMENT BELLOWS PRCM |  | 2199 | L2PRD | TEST LAB | RM 1012 - CMM / RF TUNING | 4 | USE AS IS | 1 | BLBPSN
F10041075 | WELDMENT BELLOWS PRCM |  | 3002 | L2PRD | TEST LAB | 3A | 15 | HOLD - NCR - COPPER PLATED | 1 | BLBPSN
F10041075 | WELDMENT BELLOWS PRCM |  | 3003 | L2PRD | TEST LAB | 6H | 15 | HOLD - NCR - COPPER PLATED | 1 | BLBPSN
F10041075 | WELDMENT BELLOWS PRCM |  | 3009 | L2PRD | TEST LAB | 3A | 15 | HOLD - NCR - COPPER PLATED | 1 | BLBPSN
F10041075 | WELDMENT BELLOWS PRCM |  | 3015 | L2PRD | TEST LAB | 6H | 7 | REJECTED | 1 | BLBPSN
F10041075 | WELDMENT BELLOWS PRCM |  | 3019 | L2PRD | TEST LAB | 6H | 7 | REJECTED | 1 | BLBPSN
F10041075 | WELDMENT BELLOWS PRCM |  | 3046 | L2PRD | TEST LAB | 3A | 15 | HOLD - NCR - COPPER PLATED | 1 | BLBPSN
F10041075 | WELDMENT BELLOWS PRCM |  | 3048 | L2PRD | TEST LAB | 3G | 15 | HOLD - NCR - COPPER PLATED | 1 | BLBPSN
F10041075 | WELDMENT BELLOWS PRCM |  | 3053 | L2PRD | TEST LAB | 6H | 15 | HOLD - NCR - COPPER PLATED | 1 | BLBPSN
F10041117 | WELDMENT EXTENSION-US |  | 1001 | L2PRD | TEST LAB | 3A | 10 | HOLD - INSPECTION PENDING | 1 | BLXUSN
F10041117 | WELDMENT EXTENSION-US |  | 1006 | L2PRD | TEST LAB | 3J2 | 10 | HOLD - INSPECTION PENDING | 1 | BLXUSN
F10041117 | WELDMENT EXTENSION-US |  | 2007 | L2PRD | TEST LAB | 3I | 3 | PASSED INSPECTION | 1 | BLXUSN
F10041117 | WELDMENT EXTENSION-US |  | 2011 | L2PRD | TEST LAB | 6H | 10 | HOLD - INSPECTION PENDING | 1 | BLXUSN
F10041117 | WELDMENT EXTENSION-US |  | 2013 | L2PRD | TEST LAB | 6H | 10 | HOLD - INSPECTION PENDING | 1 | BLXUSN
F10041117 | WELDMENT EXTENSION-US |  | 2015 | L2PRD | TEST LAB | 6H | 14 | HOLD - COPPER PLATED | 1 | BLXUSN
F10041117 | WELDMENT EXTENSION-US |  | 2016 | L2PRD | TEST LAB | 6H | 14 | HOLD - COPPER PLATED | 1 | BLXUSN
F10041117 | WELDMENT EXTENSION-US |  | 2019 | L2PRD | TEST LAB | 3A | 14 | HOLD - COPPER PLATED | 1 | BLXUSN
F10041117 | WELDMENT EXTENSION-US |  | 2020 | L2PRD | TEST LAB | 3A | 14 | HOLD - COPPER PLATED | 1 | BLXUSN
F10041117 | WELDMENT EXTENSION-US |  | 2023 | L2PRD | TEST LAB | 3G | 14 | HOLD - COPPER PLATED | 1 | BLXUSN
F10041117 | WELDMENT EXTENSION-US |  | 2024 | L2PRD | TEST LAB | 3J2 | 10 | HOLD - INSPECTION PENDING | 1 | BLXUSN
F10041117 | WELDMENT EXTENSION-US |  | 2025 | L2PRD | TEST LAB | 3G | 14 | HOLD - COPPER PLATED | 1 | BLXUSN
F10041117 | WELDMENT EXTENSION-US |  | 2028 | L2PRD | TEST LAB | 3G | 14 | HOLD - COPPER PLATED | 1 | BLXUSN
F10041117 | WELDMENT EXTENSION-US |  | 2029 | L2PRD | TEST LAB | 3G | 14 | HOLD - COPPER PLATED | 1 | BLXUSN
F10041117 | WELDMENT EXTENSION-US |  | 2030 | L2PRD | TEST LAB | 3J2 | 10 | HOLD - INSPECTION PENDING | 1 | BLXUSN
F10041117 | WELDMENT EXTENSION-US |  | 2031 | L2PRD | TEST LAB | 3J2 | 10 | HOLD - INSPECTION PENDING | 1 | BLXUSN
F10041161 | FPC COLD COUPLER |  | CPI-LCP-079 | L2PRD | TEST LAB | FLOOR | 10 | HOLD - INSPECTION PENDING | 1 | FPCCSN
F10041881 | 50K SHIELDING SIDE PORT ASSY |  |  | L2PRD | TEST LAB | 2A | 2 | NO INSPECTION REQUIRED | 1
F10042016 | WELDMENT - CAP |  |  | L2PRO | TEST LAB | 2B | 2 | NO INSPECTION REQUIRED | 8
F10043316 | 5K INTERCEPT HOM CABLE |  |  | L2PRD | TEST LAB | 3C | 2 | NO INSPECTION REQUIRED | 7
F10043370 | 50K BPM CABLE INTERCEPT |  |  | L2PRD | TEST LAB | 3C | 2 | NO INSPECTION REQUIRED | 6
F10043415 | 5K INTERCEPT BPM CABLE |  |  | L2PRD | TEST LAB | 3C | 2 | NO INSPECTION REQUIRED | 1
F10043434 | 50K HOM CABLE INTERCEPT |  |  | L2PRD | TEST LAB | 3C | 2 | NO INSPECTION REQUIRED | 5
F10044654 | 50K MC SHIELD KIT |  |  | L2PRD | TEST LAB | 1A | 2 | NO INSPECTION REQUIRED | 8
F10044963 | CLAMP 5K MC INTERCEPT |  |  | L2PRD | TEST LAB | 2F2 | 2 | NO INSPECTION REQUIRED | 3
F10044963 | CLAMP 5K MC INTERCEPT |  |  | L2PRD | TEST LAB | RM 1222 - FISCHER | 2 | NO INSPECTION REQUIRED | 1
F10045236 | 5K CLAMP ASSEMBLY KIT |  |  | L2PRD | TEST LAB | 3 | 2 | NO INSPECTION REQUIRED | 2
F10046245 | PIPE |  |  | L2PRD | TEST LAB | 2J1 | 2 | NO INSPECTION REQUIRED | 17
F10046443 | 50K CLAMP ASSEMBLY FULL WRAP KIT |  |  | L2PRD | TEST LAB | 1L | 2 | NO INSPECTION REQUIRED | 4
F10046921 | HALF RING 50K |  |  | L2PRD | TEST LAB | 2J1 | 2 | NO INSPECTION REQUIRED | 16
F10046922 | FLANGE 5K MC INTERCEPT |  |  | L2PRD | TEST LAB | 7 | 2 | NO INSPECTION REQUIRED | 3
F10047058 | SIDE PLATE |  |  | L2PRD | TEST LAB | 2131 FLOOR | 2 | NO INSPECTION REQUIRED | 2
F10047058-GASKET | SIDE PLATE ASSEMBLY GASKET |  |  | L2PRD | TEST LAB | 8A | 2 | NO INSPECTION REQUIRED | 3
F10047058-HARDWARE | SIDE PLATE ASSEMBLY HARDWARE |  |  | L2PRD | TEST LAB | 8B | 2 | NO INSPECTION REQUIRED | 2
F10047062 | RING SUPPORT SET |  |  | L2PRD | TEST LAB | 1H | 2 | NO INSPECTION REQUIRED | 9
F10047063 | FLANGE MC VACUUM VESSEL |  |  | L2PRO | TEST LAB | 1C | 2 | NO INSPECTION REQUIRED | 8
F10047068 | FLANGE MC KIT |  |  | L2PRD | TEST LAB | 3H | 2 | NO INSPECTION REQUIRED | 8
F10047913 | WELDMENT FLANGE TO BURST DISC PORT |  | 1 | L2PRD | TEST LAB | 1G | 2 | NO INSPECTION REQUIRED | 1
F10047913 | WELDMENT FLANGE TO BURST DISC PORT |  | 5 | L2PRD | TEST LAB | 1 | 2 | NO INSPECTION REQUIRED | 1
F10047913 | WELDMENT FLANGE TO BURST DISC PORT |  | 8 | L2PRD | TEST LAB | 1G | 2 | NO INSPECTION REQUIRED | 1
F10047913 | WELDMENT FLANGE TO BURST DISC PORT |  | 12 | L2PRD | TEST LAB | 1G | 2 | NO INSPECTION REQUIRED | 1
F10047913 | WELDMENT FLANGE TO BURST DISC PORT |  | 128 | L2PRD | TEST LAB | 3 | 2 | NO INSPECTION REQUIRED | 1
F10047913 | WELDMENT FLANGE TO BURST DISC PORT |  | 129 | L2PRD | TEST LAB | 3 | 2 | NO INSPECTION REQUIRED | 1
F10047913 | WELDMENT FLANGE TO BURST DISC PORT |  | 13 | L2PRD | TEST LAB | 1G | 2 | NO INSPECTION REQUIRED | 1
F10047913 | WELDMENT FLANGE TO BURST DISC PORT |  | 130 | L2PRD | TEST LAB | 3 | 2 | NO INSPECTION REQUIRED | 1
F10047913 | WELDMENT FLANGE TO BURST DISC PORT |  | 131 | L2PRD | TEST LAB | 3 | 2 | NO INSPECTION REQUIRED | 1
F10047913 | WELDMENT FLANGE TO BURST DISC PORT |  | 17 | L2PRD | TEST LAB | 2K | 2 | NO INSPECTION REQUIRED | 1
F10047913 | WELDMENT FLANGE TO BURST DISC PORT |  | 18 | L2PRD | TEST LAB | 1H | 2 | NO INSPECTION REQUIRED | 1
F10047913 | WELDMENT FLANGE TO BURST DISC PORT |  | 20 | L2PRD | TEST LAB | 2K | 2 | NO INSPECTION REQUIRED | 1
F10047913 | WELDMENT FLANGE TO BURST DISC PORT |  | 21 | L2PRD | TEST LAB | 1 | 2 | NO INSPECTION REQUIRED | 1
F10047913 | WELDMENT FLANGE TO BURST DISC PORT |  | 26 | L2PRD | TEST LAB | 1G | 2 | NO INSPECTION REQUIRED | 1
F10047913 | WELDMENT FLANGE TO BURST DISC PORT |  | 28 | L2PRD | TEST LAB | 1 | 2 | NO INSPECTION REQUIRED | 1
F10047913 | WELDMENT FLANGE TO BURST DISC PORT |  | 36 | L2PRD | TEST LAB | 1 | 2 | NO INSPECTION REQUIRED | 1
F10047913 | WELDMENT FLANGE TO BURST DISC PORT |  | 38 | L2PRD | TEST LAB | 1G | 2 | NO INSPECTION REQUIRED | 1
F10047913 | WELDMENT FLANGE TO BURST DISC PORT |  | 40 | L2PRD | TEST LAB | 1G | 2 | NO INSPECTION REQUIRED | 1
F10047913 | WELDMENT FLANGE TO BURST DISC PORT |  | 41 | L2PRD | TEST LAB | 1G | 2 | NO INSPECTION REQUIRED | 1
F10047913 | WELDMENT FLANGE TO BURST DISC PORT |  | 43 | L2PRD | TEST LAB | 1 | 2 | NO INSPECTION REQUIRED | 1
F10047913 | WELDMENT FLANGE TO BURST DISC PORT |  | 47 | L2PRD | TEST LAB | 1G | 2 | NO INSPECTION REQUIRED | 1
F10047913 | WELDMENT FLANGE TO BURST DISC PORT |  | 51 | L2PRD | TEST LAB | 1 | 2 | NO INSPECTION REQUIRED | 1
F10047913 | WELDMENT FLANGE TO BURST DISC PORT |  | 52 | L2PRD | TEST LAB | 1G | 2 | NO INSPECTION REQUIRED | 1
F10047913 | WELDMENT FLANGE TO BURST DISC PORT |  | 53 | L2PRD | TEST LAB | 2K | 2 | NO INSPECTION REQUIRED | 1
F10047913 | WELDMENT FLANGE TO BURST DISC PORT |  | 55 | L2PRD | TEST LAB | 1 | 2 | NO INSPECTION REQUIRED | 1
F10047913 | WELDMENT FLANGE TO BURST DISC PORT |  | 57 | L2PRD | TEST LAB | 2K | 2 | NO INSPECTION REQUIRED | 1
F10047913 | WELDMENT FLANGE TO BURST DISC PORT |  | 58 | L2PRD | TEST LAB | 1G | 2 | NO INSPECTION REQUIRED | 1
F10047913 | WELDMENT FLANGE TO BURST DISC PORT |  | 64 | L2PRD | TEST LAB | 1G | 2 | NO INSPECTION REQUIRED | 1
F10047913 | WELDMENT FLANGE TO BURST DISC PORT |  | 65 | L2PRD | TEST LAB | 2K | 2 | NO INSPECTION REQUIRED | 1
F10047913 | WELDMENT FLANGE TO BURST DISC PORT |  | 66 | L2PRD | TEST LAB | 1 | 2 | NO INSPECTION REQUIRED | 1
F10047913 | WELDMENT FLANGE TO BURST DISC PORT |  | 69 | L2PRD | TEST LAB | 1G | 2 | NO INSPECTION REQUIRED | 1
F10047913 | WELDMENT FLANGE TO BURST DISC PORT |  | 70 | L2PRD | TEST LAB | 1H | 2 | NO INSPECTION REQUIRED | 1
F10047913 | WELDMENT FLANGE TO BURST DISC PORT |  | 72 | L2PRD | TEST LAB | 1 | 2 | NO INSPECTION REQUIRED | 1
F10047913 | WELDMENT FLANGE TO BURST DISC PORT |  | 76 | L2PRD | TEST LAB | 1 | 2 | NO INSPECTION REQUIRED | 1
F10047913 | WELDMENT FLANGE TO BURST DISC PORT |  | 78 | L2PRD | TEST LAB | 1G | 2 | NO INSPECTION REQUIRED | 1
F10047913 | WELDMENT FLANGE TO BURST DISC PORT |  | 82 | L2PRD | TEST LAB | 2K | 2 | NO INSPECTION REQUIRED | 1
F10047913 | WELDMENT FLANGE TO BURST DISC PORT |  | 84 | L2PRD | TEST LAB | 2K | 2 | NO INSPECTION REQUIRED | 1
F10047913 | WELDMENT FLANGE TO BURST DISC PORT |  | 85 | L2PRD | TEST LAB | 1 | 2 | NO INSPECTION REQUIRED | 1
F10047913 | WELDMENT FLANGE TO BURST DISC PORT |  | 91 | L2PRD | TEST LAB | 1G | 2 | NO INSPECTION REQUIRED | 1
F10047913 | WELDMENT FLANGE TO BURST DISC PORT |  | 95 | L2PRD | TEST LAB | 1G | 2 | NO INSPECTION REQUIRED | 1
F10047913 | WELDMENT FLANGE TO BURST DISC PORT |  | 100 | L2PRD | TEST LAB | 1G | 2 | NO INSPECTION REQUIRED | 1
F10047913 | WELDMENT FLANGE TO BURST DISC PORT |  | 112 | L2PRD | TEST LAB | 2K | 2 | NO INSPECTION REQUIRED | 1
F10047913 | WELDMENT FLANGE TO BURST DISC PORT |  | 114 | L2PRD | TEST LAB | 1 | 2 | NO INSPECTION REQUIRED | 1
F10047913 | WELDMENT FLANGE TO BURST DISC PORT |  | 115 | L2PRD | TEST LAB | 1 | 2 | NO INSPECTION REQUIRED | 1
F10047913 | WELDMENT FLANGE TO BURST DISC PORT |  | 116 | L2PRD | TEST LAB | 1 | 2 | NO INSPECTION REQUIRED | 1
F10047913 | WELDMENT FLANGE TO BURST DISC PORT |  | 117 | L2PRD | TEST LAB | 3 | 2 | NO INSPECTION REQUIRED | 1
F10047913 | WELDMENT FLANGE TO BURST DISC PORT |  | 118 | L2PRD | TEST LAB | 3 | 2 | NO INSPECTION REQUIRED | 1
F10047913 | WELDMENT FLANGE TO BURST DISC PORT |  | 119 | L2PRD | TEST LAB | 3 | 2 | NO INSPECTION REQUIRED | 1
F10047913 | WELDMENT FLANGE TO BURST DISC PORT |  | 120 | L2PRD | TEST LAB | 3 | 2 | NO INSPECTION REQUIRED | 1
F10047913 | WELDMENT FLANGE TO BURST DISC PORT |  | 121 | L2PRD | TEST LAB | 3 | 2 | NO INSPECTION REQUIRED | 1
F10047913 | WELDMENT FLANGE TO BURST DISC PORT |  | 122 | L2PRD | TEST LAB | 3 | 2 | NO INSPECTION REQUIRED | 1
F10047913 | WELDMENT FLANGE TO BURST DISC PORT |  | 123 | L2PRD | TEST LAB | 3 | 2 | NO INSPECTION REQUIRED | 1
F10047913 | WELDMENT FLANGE TO BURST DISC PORT |  | 124 | L2PRD | TEST LAB | 3 | 2 | NO INSPECTION REQUIRED | 1
F10047913 | WELDMENT FLANGE TO BURST DISC PORT |  | 125 | L2PRD | TEST LAB | 3 | 2 | NO INSPECTION REQUIRED | 1
F10047913 | WELDMENT FLANGE TO BURST DISC PORT |  | 126 | L2PRD | TEST LAB | 3 | 2 | NO INSPECTION REQUIRED | 1
F10047913 | WELDMENT FLANGE TO BURST DISC PORT |  | 127 | L2PRD | TEST LAB | 3 | 2 | NO INSPECTION REQUIRED | 1
F10047913 | WELDMENT FLANGE TO BURST DISC PORT |  | PCM-009 | L2PRD | TEST LAB | 1 | 2 | NO INSPECTION REQUIRED | 1
F10048106 | M8 - 1.25 X 30 SPECIAL HHCS 316L |  |  | L2PRD | TEST LAB | 2F2 | 2 | NO INSPECTION REQUIRED | 40
F10048351 | KIT - 2-PHASE CLAMPS SINK (LONG) |  |  | L2PRD | TEST LAB | 1D3 | 2 | NO INSPECTION REQUIRED | 5
F10048769 | WELDMENT - CAP |  |  | L2PRD | TEST LAB | 7E | 2 | NO INSPECTION REQUIRED | 8
F10049991 | RING ADAPTER |  |  | L2PRO | TEST LAB | FLOOR | 2 | NO INSPECTION REQUIRED | 2
F10050947 | WIRE #24 ML POLYMIDE COATED CONDUCTOR |  |  | L2PRO | TEST LAB | 1E | 2 | NO INSPECTION REQUIRED | 6
F10052487 | CENTERING DIAMOND PIN |  |  | L2PRD | TEST LAB | 2J1 | 2 | NO INSPECTION REQUIRED | 18
F10052775 | WELDMENT EXTENSION-DS |  | 1005 | L2PRD | EEL BUILDING | MACHINE SHOP | 4 | USE AS IS | 1 | BLXDSN
F10052775 | WELDMENT EXTENSION-DS |  | 2007 | L2PRD | TEST LAB | 3A | 9 | HOLD - NCR | 1 | BLXDSN
F10052775 | WELDMENT EXTENSION-DS |  | 2019 | L2PRD | TEST LAB | 3A | 15 | HOLD - NCR - COPPER PLATED | 1 | BLXDSN
F10052775 | WELDMENT EXTENSION-DS |  | 2028 | L2PRD | TEST LAB | RM 1012 - CMM / RF TUNING | 14 | HOLD - COPPER PLATED | 1 | BLXDSN
F10052775 | WELDMENT EXTENSION-DS |  | 3001 | L2PRD | TEST LAB | 4B | 14 | HOLD - COPPER PLATED | 1 | BLXDSN
F10052775 | WELDMENT EXTENSION-DS |  | 3002 | L2PRD | TEST LAB | 4H | 4 | USE AS IS | 1 | BLXDSN
F10052775 | WELDMENT EXTENSION-DS |  | 3003 | L2PRD | TEST LAB | 4B | 14 | HOLD - COPPER PLATED | 1 | BLXDSN
F10052775 | WELDMENT EXTENSION-DS |  | 3005 | L2PRD | TEST LAB | 4B | 14 | HOLD - COPPER PLATED | 1 | BLXDSN
F10052775 | WELDMENT EXTENSION-DS |  | 3006 | L2PRD | TEST LAB | 4H | 4 | USE AS IS | 1 | BLXDSN
F10052775 | WELDMENT EXTENSION-DS |  | 3007 | L2PRD | TEST LAB | 4B | 14 | HOLD - COPPER PLATED | 1 | BLXDSN
F10052775 | WELDMENT EXTENSION-DS |  | 3008 | L2PRD | TEST LAB | 4B | 14 | HOLD - COPPER PLATED | 1 | BLXDSN
F10052775 | WELDMENT EXTENSION-DS |  | 3010 | L2PRD | TEST LAB | 4B | 14 | HOLD - COPPER PLATED | 1 | BLXDSN
F10052775 | WELDMENT EXTENSION-DS |  | 3011 | L2PRD | TEST LAB | RM 1012 - CMM / RF TUNING | 15 | HOLD - NCR - COPPER PLATED | 1 | BLXDSN
F10054043 | LOWER SEISMIC GUSSET |  |  | L2PRO | TEST LAB | 1J2 | 2 | NO INSPECTION REQUIRED | 2
F10054094 | M6 X 1 X 50MM 316L SS EP STUD |  |  | L2PRD | TEST LAB | 1C | 2 | NO INSPECTION REQUIRED | 40
F10055687 | TITANIUM WINDOW |  |  | L2PRD | TEST LAB | 3I | 2 | NO INSPECTION REQUIRED | 2
F10056103 | CAVITY CLAMP |  |  | L2PRO | TEST LAB | 3J2 | 2 | NO INSPECTION REQUIRED | 2
F10056104 | INVAR ROD CLAMP ASSY KIT-2 (5 BOLT - 22MM GAP) |  |  | L2PRD | BLUE CRAB - LCLS-II | BLUECRAB FLOOR | 2 | NO INSPECTION REQUIRED | 27
F10056104 | INVAR ROD CLAMP ASSY KIT-2 (5 BOLT - 22MM GAP) |  |  | L2PRD | TEST LAB | 1G | 2 | NO INSPECTION REQUIRED | 30
F10057230 | HIGH Q FIXED ANTENNA TIP |  |  | L2PRD | TEST LAB | 1J2 | 2 | NO INSPECTION REQUIRED | 16
F10057648 | ANGLE SUPPORT |  |  | L2PRD | TEST LAB | 1 | 2 | NO INSPECTION REQUIRED | 2
F10057651 | G-10 SUPPORT |  |  | L2PRD | TEST LAB | 1 | 2 | NO INSPECTION REQUIRED | 2
F10060625 | 2-PHASE DS PIPE AND BELLOWS WELDMENT |  | 240 | L2PRD | TEST LAB | PALLET | 2 | NO INSPECTION REQUIRED | 1
F10060626 | 2-PHASE IN-LINE PIPE AND BELLOWS WELDMENT |  | 233 | L2PRD | TEST LAB | PALLET | 2 | NO INSPECTION REQUIRED | 1
F10060626 | 2-PHASE IN-LINE PIPE AND BELLOWS WELDMENT |  | 234 | L2PRD | TEST LAB | PALLET | 2 | NO INSPECTION REQUIRED | 1
F10060626 | 2-PHASE IN-LINE PIPE AND BELLOWS WELDMENT |  | 237 | L2PRD | TEST LAB | PALLET | 2 | NO INSPECTION REQUIRED | 1
F10060626 | 2-PHASE IN-LINE PIPE AND BELLOWS WELDMENT |  | 239 | L2PRD | TEST LAB | PALLET | 2 | NO INSPECTION REQUIRED | 1
F10060626 | 2-PHASE IN-LINE PIPE AND BELLOWS WELDMENT |  | 285 | L2PRD | TEST LAB | PALLET | 2 | NO INSPECTION REQUIRED | 1
F10060626 | 2-PHASE IN-LINE PIPE AND BELLOWS WELDMENT |  | 379 | L2PRD | TEST LAB | PALLET | 2 | NO INSPECTION REQUIRED | 1
F10060627 | 2-PHASE US PIPE AND BELLOWS WELDMENT |  | 238 | L2PRD | TEST LAB | PALLET | 2 | NO INSPECTION REQUIRED | 1
F10060629 | PIPE DN-6 VALVE SIDE |  |  | L2PRD | TEST LAB | 1C | 2 | NO INSPECTION REQUIRED | 9
F10060635 | PIPE DN-6 VALVE BOTTOM |  |  | L2PRD | TEST LAB | 1C | 2 | NO INSPECTION REQUIRED | 9
F10060685 | SPACER 50K MC INTERCEPT |  |  | L2PRD | TEST LAB | 2F2 | 2 | NO INSPECTION REQUIRED | 12
F10060744-1 | 55K SHIELD 1 MLI |  | 138342 | L2PRD | BLUE CRAB - LCLS-II | BLUECRAB FLOOR | 10 | HOLD - INSPECTION PENDING | 1 | MLISN
F10060744-1 | 55K SHIELD 1 MLI |  | 138346 | L2PRD | BLUE CRAB - LCLS-II | BLUECRAB FLOOR | 10 | HOLD - INSPECTION PENDING | 1 | MLISN
F10060744-1 | 55K SHIELD 1 MLI |  | 138347 | L2PRD | BLUE CRAB - LCLS-II | BLUECRAB FLOOR | 10 | HOLD - INSPECTION PENDING | 1 | MLISN
F10060744-2 | 55K SHIELD 2 MLI |  | 138348 | L2PRD | BLUE CRAB - LCLS-II | BLUECRAB FLOOR | 10 | HOLD - INSPECTION PENDING | 1 | MLISN
F10060744-2 | 55K SHIELD 2 MLI |  | 138349 | L2PRD | BLUE CRAB - LCLS-II | BLUECRAB FLOOR | 10 | HOLD - INSPECTION PENDING | 1 | MLISN
F10060744-2 | 55K SHIELD 2 MLI |  | 138353 | L2PRD | BLUE CRAB - LCLS-II | BLUECRAB FLOOR | 10 | HOLD - INSPECTION PENDING | 1 | MLISN
F10061331 | COOLING TUBE DN10 VALVE |  |  | L2PRD | TEST LAB | 2 | 2 | NO INSPECTION REQUIRED | 1
F10061331 | COOLING TUBE DN10 VALVE |  |  | L2PRD | TEST LAB | 2G | 2 | NO INSPECTION REQUIRED | 2
F10061331 | COOLING TUBE DN10 VALVE |  |  | L2PRD | TEST LAB | 3 | 2 | NO INSPECTION REQUIRED | 1
F10061440 | PIPE SUPPORT KIT LIQUID |  |  | L2PRD | TEST LAB | 3I | 2 | NO INSPECTION REQUIRED | 4
F10062509 | 5K TRANSPORTATION SUPPORT |  |  | L2PRD | TEST LAB | 2J1 | 2 | NO INSPECTION REQUIRED | 8
F10062566 | CURRENT FLANGE COVER, KIT | C |  | L2HE | TEST LAB | 1D2 | 2 | NO INSPECTION REQUIRED | 11
F10069205 | WELDMENT PROTO INTERCEPT DN10 VALVE |  |  | L2PRD | TEST LAB | 4C | 2 | NO INSPECTION REQUIRED | 1
F10069345 | WELDMENT PROTO INTERCEPT DN6 VALVE |  |  | L2PRD | TEST LAB | 4C | 2 | NO INSPECTION REQUIRED | 1
F10072215 | 3/8-24 SPECIAL SET SCREW |  |  | L2PRD | TEST LAB | 1J | 2 | NO INSPECTION REQUIRED | 197
F10073149 | CAPILLARY SUPPORT KIT |  |  | L2PRD | TEST LAB | 2C | 2 | NO INSPECTION REQUIRED | 2
F10074117 | 2-PHASE TEE WELDMENT (VORTEX) |  |  | L2PRD | TEST LAB | HBAY 1118 - WELDING | 2 | NO INSPECTION REQUIRED | 6
F10075320 | DN-06 VALVE SIDE PIPE |  |  | L2PRD | TEST LAB | 2J1 | 2 | NO INSPECTION REQUIRED | 1
F10075494 | WELDMENT BELLOWS - US END |  | 3 | L2PRD | TEST LAB | 6H | 7 | REJECTED | 1 | BLBUSN
F10075494 | WELDMENT BELLOWS - US END |  | 15 | L2PRD | TEST LAB | 6H | 7 | REJECTED | 1 | BLBUSN
F10078124 | KIT, GV SUPPORT |  |  | L2PRD | TEST LAB | 3A | 2 | NO INSPECTION REQUIRED | 1
F10084015 | KIT, GV SUPPORT |  |  | L2PRD | TEST LAB | 4C | 2 | NO INSPECTION REQUIRED | 5
F10084428 | THREADED ROD KIT |  |  | L2PRD | TEST LAB | 2G | 2 | NO INSPECTION REQUIRED | 5
F10095521 | PLATE ROTATION RESTRAINTS |  |  | L2PRD | TEST LAB | 2K | 2 | NO INSPECTION REQUIRED | 6
F10095710 | M6 STUD TIGR5 (RE-BUILD) |  |  | L2PRD | TEST LAB | 1J2 | 2 | NO INSPECTION REQUIRED | 8
FA13463 | 32 PIN CONNECTOR | 0 |  | SSMEQP | TEST LAB | 1 | 2 | NO INSPECTION REQUIRED | 8
FA13463 | 32 PIN CONNECTOR |  |  | SRFR&D | TEST LAB | 2K | 2 | NO INSPECTION REQUIRED | 3
FA23073 | SAPPHIRE VIEWPORT ON 1.33 FLANGE |  | 89 | C100 | TEST LAB | 1F2 | 3 | PASSED INSPECTION | 1 | VPFTSN
FA23073 | SAPPHIRE VIEWPORT ON 1.33 FLANGE |  | 90 | C100 | TEST LAB | 1F2 | 3 | PASSED INSPECTION | 1 | VPFTSN
FA23073 | SAPPHIRE VIEWPORT ON 1.33 FLANGE |  | 91 | C100 | TEST LAB | 1F2 | 3 | PASSED INSPECTION | 1 | VPFTSN
FA23073 | SAPPHIRE VIEWPORT ON 1.33 FLANGE |  | 92 | C100 | TEST LAB | 1F2 | 3 | PASSED INSPECTION | 1 | VPFTSN
FA23073 | SAPPHIRE VIEWPORT ON 1.33 FLANGE |  | 93 | C100 | TEST LAB | 1F2 | 3 | PASSED INSPECTION | 1 | VPFTSN
FA23073 | SAPPHIRE VIEWPORT ON 1.33 FLANGE |  | 96 | C100 | TEST LAB | 1F2 | 3 | PASSED INSPECTION | 1 | VPFTSN
FA23073 | SAPPHIRE VIEWPORT ON 1.33 FLANGE |  | 97 | C100 | TEST LAB | 1F2 | 3 | PASSED INSPECTION | 1 | VPFTSN
FA23073 | SAPPHIRE VIEWPORT ON 1.33 FLANGE |  | 98 | C100 | TEST LAB | 1F2 | 3 | PASSED INSPECTION | 1 | VPFTSN
FA23073 | SAPPHIRE VIEWPORT ON 1.33 FLANGE |  | 99 | C100 | TEST LAB | 1F2 | 3 | PASSED INSPECTION | 1 | VPFTSN
FA23073 | SAPPHIRE VIEWPORT ON 1.33 FLANGE |  | 100 | C100 | TEST LAB | 1F2 | 3 | PASSED INSPECTION | 1 | VPFTSN
FA23073 | SAPPHIRE VIEWPORT ON 1.33 FLANGE |  | 101 | C100 | TEST LAB | 1F2 | 3 | PASSED INSPECTION | 1 | VPFTSN
FA23073 | SAPPHIRE VIEWPORT ON 1.33 FLANGE | ~ |  | SRFOPS | TEST LAB | 1 | 10 | HOLD - INSPECTION PENDING | 9 | VPFTSN
FA23686CA | 32 PIN FEEDTHRU ON 2.75 FLANGE |  | 190 | C100 | TEST LAB | REFURB RM - 153 | 3 | PASSED INSPECTION | 1 | FT32PSN
FA23686CA | 32 PIN FEEDTHRU ON 2.75 FLANGE |  | 191 | C100 | TEST LAB | RM 2245 - GENG | 10 | HOLD - INSPECTION PENDING | 1 | FT32PSN
FA23686CA | 32 PIN FEEDTHRU ON 2.75 FLANGE |  | 192 | C100 | TEST LAB | RM 2245 - GENG | 10 | HOLD - INSPECTION PENDING | 1 | FT32PSN
FA23686CA | 32 PIN FEEDTHRU ON 2.75 FLANGE |  | 220 | SRFR&D | TEST LAB | 2K | 10 | HOLD - INSPECTION PENDING | 1 | FT32PSN
FA23686CA | 32 PIN FEEDTHRU ON 2.75 FLANGE |  | 223 | SRFR&D | TEST LAB | 2K | 10 | HOLD - INSPECTION PENDING | 1 | FT32PSN
FA23686CA | 32 PIN FEEDTHRU ON 2.75 FLANGE |  | 224 | SRFR&D | TEST LAB | 2K | 10 | HOLD - INSPECTION PENDING | 1 | FT32PSN
FA23686CA | 32 PIN FEEDTHRU ON 2.75 FLANGE | 0 | 227 | SSMEQP | TEST LAB | 1 | 10 | HOLD - INSPECTION PENDING | 1 | FT32PSN
FA23686CA | 32 PIN FEEDTHRU ON 2.75 FLANGE | 0 | 228 | SSMEQP | TEST LAB | 1 | 10 | HOLD - INSPECTION PENDING | 1 | FT32PSN
FA23686CA | 32 PIN FEEDTHRU ON 2.75 FLANGE | 0 | 229 | SSMEQP | TEST LAB | 1 | 10 | HOLD - INSPECTION PENDING | 1 | FT32PSN
FA23686CA | 32 PIN FEEDTHRU ON 2.75 FLANGE | 0 | 230 | SSMEQP | TEST LAB | 1 | 10 | HOLD - INSPECTION PENDING | 1 | FT32PSN
FA23686CA | 32 PIN FEEDTHRU ON 2.75 FLANGE | 0 | 231 | HERDQ1 | TEST LAB | 1 | 10 | HOLD - INSPECTION PENDING | 1 | FT32PSN
FA23686CA | 32 PIN FEEDTHRU ON 2.75 FLANGE | 0 | 232 | HERDQ1 | TEST LAB | 1 | 10 | HOLD - INSPECTION PENDING | 1 | FT32PSN
FA23686CA | 32 PIN FEEDTHRU ON 2.75 FLANGE | 0 | 233 | N2MLA1 | TEST LAB | 1 | 10 | HOLD - INSPECTION PENDING | 1 | FT32PSN
FA23686CA | 32 PIN FEEDTHRU ON 2.75 FLANGE | 0 | 234 | N2MLA1 | TEST LAB | 1 | 10 | HOLD - INSPECTION PENDING | 1 | FT32PSN
FA23686CA | 32 PIN FEEDTHRU ON 2.75 FLANGE |  |  | SRFOPS | TEST LAB | 2K | 10 | HOLD - INSPECTION PENDING | 1 | FT32PSN
FA25619 | FA25619 PLUG ASSEMBLY |  |  | SRFOPS | TEST LAB | 3 | 2 | NO INSPECTION REQUIRED | 46
FA29866SL | TYPE N 50 OHM DOUBLE GLASS ON 2-3/4 FLANGE |  | 106648-0035 | L2PRD | TEST LAB | 4C | 10 | HOLD - INSPECTION PENDING | 1 | NTFTSN
FA29866SL | TYPE N 50 OHM DOUBLE GLASS ON 2-3/4 FLANGE |  | 117716-0011 | L2PRD | TEST LAB | 4C | 10 | HOLD - INSPECTION PENDING | 1 | NTFTSN
FA29866SL | TYPE N 50 OHM DOUBLE GLASS ON 2-3/4 FLANGE |  | 125342-0037 | L2PRD | TEST LAB | 4C | 10 | HOLD - INSPECTION PENDING | 1 | NTFTSN
FA29866SL | TYPE N 50 OHM DOUBLE GLASS ON 2-3/4 FLANGE |  | 125342-0038 | L2PRD | TEST LAB | 4C | 10 | HOLD - INSPECTION PENDING | 1 | NTFTSN
FA29866SL | TYPE N 50 OHM DOUBLE GLASS ON 2-3/4 FLANGE |  | 125342-0039 | L2PRD | TEST LAB | 4C | 10 | HOLD - INSPECTION PENDING | 1 | NTFTSN
FA29866SL | TYPE N 50 OHM DOUBLE GLASS ON 2-3/4 FLANGE |  | 125342-0042 | L2PRD | TEST LAB | 4C | 10 | HOLD - INSPECTION PENDING | 1 | NTFTSN
FA29866SL | TYPE N 50 OHM DOUBLE GLASS ON 2-3/4 FLANGE |  | 125342-0044 | L2PRD | TEST LAB | 4C | 10 | HOLD - INSPECTION PENDING | 1 | NTFTSN
FA29866SL | TYPE N 50 OHM DOUBLE GLASS ON 2-3/4 FLANGE |  | 138836-0045 | SRFOPS | TEST LAB | 4C | 10 | HOLD - INSPECTION PENDING | 1 | NTFTSN
FA29866SL | TYPE N 50 OHM DOUBLE GLASS ON 2-3/4 FLANGE |  | 138836-0046 | SRFOPS | TEST LAB | 4C | 10 | HOLD - INSPECTION PENDING | 1 | NTFTSN
FA29866SL | TYPE N 50 OHM DOUBLE GLASS ON 2-3/4 FLANGE |  | 138836-0047 | SRFOPS | TEST LAB | 4C | 10 | HOLD - INSPECTION PENDING | 1 | NTFTSN
FA29866SL | TYPE N 50 OHM DOUBLE GLASS ON 2-3/4 FLANGE |  | 138836-0048 | SRFOPS | TEST LAB | 4C | 10 | HOLD - INSPECTION PENDING | 1 | NTFTSN
FA29866SL | TYPE N 50 OHM DOUBLE GLASS ON 2-3/4 FLANGE |  | 138836-0049 | SRFOPS | TEST LAB | 4C | 10 | HOLD - INSPECTION PENDING | 1 | NTFTSN
FA29866SL | TYPE N 50 OHM DOUBLE GLASS ON 2-3/4 FLANGE |  | 138836-0050 | SRFOPS | TEST LAB | 4C | 10 | HOLD - INSPECTION PENDING | 1 | NTFTSN
FA29866SL | TYPE N 50 OHM DOUBLE GLASS ON 2-3/4 FLANGE |  | 138836-0051 | SRFOPS | TEST LAB | 4C | 10 | HOLD - INSPECTION PENDING | 1 | NTFTSN
FA31597 | TYPE N RECESSED ON 316LN FLANGE |  | 3 | L2PRD | TEST LAB | 1G | 10 | HOLD - INSPECTION PENDING | 1 | NTFTSN
FA31597 | TYPE N RECESSED ON 316LN FLANGE |  | 4 | L2PRD | TEST LAB | 1G | 10 | HOLD - INSPECTION PENDING | 1 | NTFTSN
FA31597 | TYPE N RECESSED ON 316LN FLANGE |  | 5 | L2PRD | TEST LAB | 1G | 10 | HOLD - INSPECTION PENDING | 1 | NTFTSN
FA31597 | TYPE N RECESSED ON 316LN FLANGE |  | 7 | L2PRD | TEST LAB | 1G | 10 | HOLD - INSPECTION PENDING | 1 | NTFTSN
FA31597 | TYPE N RECESSED ON 316LN FLANGE |  | 8 | L2PRD | TEST LAB | 1G | 10 | HOLD - INSPECTION PENDING | 1 | NTFTSN
FA31597 | TYPE N RECESSED ON 316LN FLANGE |  | SST-0012 | L2PRO | TEDF | RM 2500-93 - PARK | 10 | HOLD - INSPECTION PENDING | 1 | NTFTSN
FA31597 | TYPE N RECESSED ON 316LN FLANGE |  | SST-0022 | L2PRO | TEST LAB | 2J1 | 10 | HOLD - INSPECTION PENDING | 1 | NTFTSN
FA33407CA | INPUT COUPLER FEEDTHROUGH |  | 15 | L2PRD | TEST LAB | 1G | 10 | HOLD - INSPECTION PENDING | 1 | NTFTSN
FA33407CA | INPUT COUPLER FEEDTHROUGH |  | 23 | L2PRD | TEST LAB | 1H | 10 | HOLD - INSPECTION PENDING | 1 | NTFTSN
FA33407CA | INPUT COUPLER FEEDTHROUGH |  | 24 | L2PRD | TEST LAB | 1G | 10 | HOLD - INSPECTION PENDING | 1 | NTFTSN
FA33407CA | INPUT COUPLER FEEDTHROUGH |  | 29 | L2PRD | TEST LAB | 1G | 10 | HOLD - INSPECTION PENDING | 1 | NTFTSN
FA33407CA | INPUT COUPLER FEEDTHROUGH |  | 31 | L2PRD | TEST LAB | 1G | 10 | HOLD - INSPECTION PENDING | 1 | NTFTSN
FA33407CA | INPUT COUPLER FEEDTHROUGH |  | 42 | L2PRD | TEST LAB | 1G | 10 | HOLD - INSPECTION PENDING | 1 | NTFTSN
FA33407CA | INPUT COUPLER FEEDTHROUGH |  | 43 | L2PRD | TEST LAB | 1G | 10 | HOLD - INSPECTION PENDING | 1 | NTFTSN
FA33407CA | INPUT COUPLER FEEDTHROUGH |  | 45 | L2PRD | TEST LAB | 1G | 10 | HOLD - INSPECTION PENDING | 1 | NTFTSN
FA33407CA | INPUT COUPLER FEEDTHROUGH |  | 50 | L2PRD | TEST LAB | 1G | 10 | HOLD - INSPECTION PENDING | 1 | NTFTSN
FA33407CA | INPUT COUPLER FEEDTHROUGH |  | 51 | L2PRD | TEST LAB | 1G | 10 | HOLD - INSPECTION PENDING | 1 | NTFTSN
FA33407CA | INPUT COUPLER FEEDTHROUGH |  | 57 | L2PRD | TEST LAB | 1G | 10 | HOLD - INSPECTION PENDING | 1 | NTFTSN
FA33407CA | INPUT COUPLER FEEDTHROUGH |  | 65 | L2PRD | TEST LAB | 1G | 10 | HOLD - INSPECTION PENDING | 1 | NTFTSN
FA33407CA | INPUT COUPLER FEEDTHROUGH |  | 69 | L2PRD | TEST LAB | 1G | 10 | HOLD - INSPECTION PENDING | 1 | NTFTSN
FA33407CA | INPUT COUPLER FEEDTHROUGH |  | 70 | L2PRD | TEST LAB | 1G | 10 | HOLD - INSPECTION PENDING | 1 | NTFTSN
FA33407CA | INPUT COUPLER FEEDTHROUGH |  | 71 | L2PRD | TEST LAB | 1G | 10 | HOLD - INSPECTION PENDING | 1 | NTFTSN
FA33407CA | INPUT COUPLER FEEDTHROUGH |  | 72 | L2PRD | TEST LAB | 1G | 10 | HOLD - INSPECTION PENDING | 1 | NTFTSN
FA33407CA | INPUT COUPLER FEEDTHROUGH |  | 74 | L2PRD | TEST LAB | 1G | 10 | HOLD - INSPECTION PENDING | 1 | NTFTSN
FA33407CA | INPUT COUPLER FEEDTHROUGH |  | 76 | L2PRD | TEST LAB | 1G | 10 | HOLD - INSPECTION PENDING | 1 | NTFTSN
FA33407CA | INPUT COUPLER FEEDTHROUGH |  | 78 | L2PRD | TEST LAB | 1G | 10 | HOLD - INSPECTION PENDING | 1 | NTFTSN
FA33407CA | INPUT COUPLER FEEDTHROUGH |  | 88 | L2PRD | TEST LAB | 1G | 10 | HOLD - INSPECTION PENDING | 1 | NTFTSN
FA33407CA | INPUT COUPLER FEEDTHROUGH |  | 89 | L2PRD | TEST LAB | 1G | 10 | HOLD - INSPECTION PENDING | 1 | NTFTSN
FA33407CA | INPUT COUPLER FEEDTHROUGH |  | 90 | L2PRD | TEST LAB | 1G | 10 | HOLD - INSPECTION PENDING | 1 | NTFTSN
FA33407CA | INPUT COUPLER FEEDTHROUGH |  | 92 | L2PRD | TEST LAB | 1G | 10 | HOLD - INSPECTION PENDING | 1 | NTFTSN
FA33407CA | INPUT COUPLER FEEDTHROUGH |  | 94 | L2PRD | TEST LAB | 1G | 10 | HOLD - INSPECTION PENDING | 1 | NTFTSN
FA33407CA | INPUT COUPLER FEEDTHROUGH |  | 96 | L2PRD | TEST LAB | 1G | 10 | HOLD - INSPECTION PENDING | 1 | NTFTSN
FA33407CA | INPUT COUPLER FEEDTHROUGH |  | 97 | L2PRD | TEST LAB | 1G | 10 | HOLD - INSPECTION PENDING | 1 | NTFTSN
FA33407CA | INPUT COUPLER FEEDTHROUGH |  | 99 | L2PRD | TEST LAB | 1G | 10 | HOLD - INSPECTION PENDING | 1 | NTFTSN
FA33407CA | INPUT COUPLER FEEDTHROUGH |  | 100 | L2PRD | TEST LAB | 1H | 10 | HOLD - INSPECTION PENDING | 1 | NTFTSN
FA33407CA | INPUT COUPLER FEEDTHROUGH |  | 107 | L2PRD | TEST LAB | 1G | 10 | HOLD - INSPECTION PENDING | 1 | NTFTSN
FA33407CA | INPUT COUPLER FEEDTHROUGH |  | 108 | L2PRD | TEST LAB | 1G | 10 | HOLD - INSPECTION PENDING | 1 | NTFTSN
FA33407CA | INPUT COUPLER FEEDTHROUGH |  | 111 | L2PRD | TEST LAB | 1G | 10 | HOLD - INSPECTION PENDING | 1 | NTFTSN
FA33407CA | INPUT COUPLER FEEDTHROUGH |  | 112 | L2PRD | TEST LAB | 1H | 10 | HOLD - INSPECTION PENDING | 1 | NTFTSN
FA33407CA | INPUT COUPLER FEEDTHROUGH |  | 120 | L2PRD | TEST LAB | 1G | 10 | HOLD - INSPECTION PENDING | 1 | NTFTSN
FA33407CA | INPUT COUPLER FEEDTHROUGH |  | 123 | L2PRD | TEST LAB | 1G | 10 | HOLD - INSPECTION PENDING | 1 | NTFTSN
FA33407CA | INPUT COUPLER FEEDTHROUGH |  | 126 | L2PRD | TEST LAB | 1G | 10 | HOLD - INSPECTION PENDING | 1 | NTFTSN
FA33407CA | INPUT COUPLER FEEDTHROUGH |  | 130 | L2PRD | TEST LAB | 1G | 10 | HOLD - INSPECTION PENDING | 1 | NTFTSN
FA33407CA | INPUT COUPLER FEEDTHROUGH |  | 131 | L2PRD | TEST LAB | 1G | 10 | HOLD - INSPECTION PENDING | 1 | NTFTSN
FA33407CA | INPUT COUPLER FEEDTHROUGH |  | 132 | L2PRD | TEST LAB | 1G | 10 | HOLD - INSPECTION PENDING | 1 | NTFTSN
FA33407CA | INPUT COUPLER FEEDTHROUGH |  | 133 | L2PRD | TEST LAB | 1G | 10 | HOLD - INSPECTION PENDING | 1 | NTFTSN
FA33407CA | INPUT COUPLER FEEDTHROUGH |  | 135 | L2PRD | TEST LAB | 1G | 10 | HOLD - INSPECTION PENDING | 1 | NTFTSN
FA33407CA | INPUT COUPLER FEEDTHROUGH |  | 139 | L2PRD | TEST LAB | 3 | 10 | HOLD - INSPECTION PENDING | 1 | NTFTSN
FA33407CA | INPUT COUPLER FEEDTHROUGH |  | 140 | L2PRD | TEST LAB | 3 | 10 | HOLD - INSPECTION PENDING | 1 | NTFTSN
FA33407CA | INPUT COUPLER FEEDTHROUGH |  | 141 | L2PRD | TEST LAB | 3 | 10 | HOLD - INSPECTION PENDING | 1 | NTFTSN
FA33407CA | INPUT COUPLER FEEDTHROUGH |  | 142 | L2PRD | TEST LAB | 3 | 10 | HOLD - INSPECTION PENDING | 1 | NTFTSN
FA33407CA | INPUT COUPLER FEEDTHROUGH |  | 143 | L2PRD | TEST LAB | 3 | 10 | HOLD - INSPECTION PENDING | 1 | NTFTSN
FA33407CA | INPUT COUPLER FEEDTHROUGH |  | 144 | L2PRD | TEST LAB | 3 | 10 | HOLD - INSPECTION PENDING | 1 | NTFTSN
FA33407CA | INPUT COUPLER FEEDTHROUGH |  | 145 | L2PRD | TEST LAB | 3 | 10 | HOLD - INSPECTION PENDING | 1 | NTFTSN
FA33407CA | INPUT COUPLER FEEDTHROUGH |  | 146 | L2PRD | TEST LAB | 3 | 10 | HOLD - INSPECTION PENDING | 1 | NTFTSN
FA33407CA | INPUT COUPLER FEEDTHROUGH |  | 147 | L2PRD | TEST LAB | 3 | 10 | HOLD - INSPECTION PENDING | 1 | NTFTSN
FA33407CA | INPUT COUPLER FEEDTHROUGH |  | 148 | L2PRD | TEST LAB | 3 | 10 | HOLD - INSPECTION PENDING | 1 | NTFTSN
FA33407CA | INPUT COUPLER FEEDTHROUGH |  | 149 | L2PRD | TEST LAB | 3 | 10 | HOLD - INSPECTION PENDING | 1 | NTFTSN
FA33407CA | INPUT COUPLER FEEDTHROUGH |  | 150 | L2PRD | TEST LAB | 3 | 10 | HOLD - INSPECTION PENDING | 1 | NTFTSN
FA33407CA | INPUT COUPLER FEEDTHROUGH |  | 151 | L2PRD | TEST LAB | 3 | 10 | HOLD - INSPECTION PENDING | 1 | NTFTSN
FA33407CA | INPUT COUPLER FEEDTHROUGH |  | 152 | L2PRD | TEST LAB | 3 | 10 | HOLD - INSPECTION PENDING | 1 | NTFTSN
FA33407CA | INPUT COUPLER FEEDTHROUGH |  | 153 | L2PRD | TEST LAB | 3 | 10 | HOLD - INSPECTION PENDING | 1 | NTFTSN
FA33407CA | INPUT COUPLER FEEDTHROUGH |  | A1-0030 | L2PRD | TEST LAB | 1G | 10 | HOLD - INSPECTION PENDING | 1 | NTFTSN
FA33407CA | INPUT COUPLER FEEDTHROUGH |  | A1-0032 | L2PRD | TEST LAB | 1G | 10 | HOLD - INSPECTION PENDING | 1 | NTFTSN
FA33407CA | INPUT COUPLER FEEDTHROUGH |  | A1-0033 | L2PRD | TEST LAB | 1G | 10 | HOLD - INSPECTION PENDING | 1 | NTFTSN
FA33407CA | INPUT COUPLER FEEDTHROUGH |  | A1-0034 | L2PRD | TEST LAB | 1G | 10 | HOLD - INSPECTION PENDING | 1 | NTFTSN
FA33407CA | INPUT COUPLER FEEDTHROUGH |  | A1-036 | L2PRD | TEST LAB | 1G | 10 | HOLD - INSPECTION PENDING | 1 | NTFTSN
FA33407CA | INPUT COUPLER FEEDTHROUGH |  | A1-037 | L2PRD | TEST LAB | 1G | 10 | HOLD - INSPECTION PENDING | 1 | NTFTSN
FA33407CA | INPUT COUPLER FEEDTHROUGH |  | A1-039 | L2PRD | TEST LAB | 1G | 10 | HOLD - INSPECTION PENDING | 1 | NTFTSN
FA33407CA | INPUT COUPLER FEEDTHROUGH |  |  | L2PRD | TEST LAB | 1G | 10 | HOLD - INSPECTION PENDING | 2 | NTFTSN
FA36238 | COAXIAL TYPE N RECESSED W/316L WELD ADAPTER |  | 1 | L2PRD | TEST LAB | 2 | 10 | HOLD - INSPECTION PENDING | 1 | NTFTSN
FA36238 | COAXIAL TYPE N RECESSED W/316L WELD ADAPTER |  | 2 | L2PRD | TEST LAB | 2 | 10 | HOLD - INSPECTION PENDING | 1 | NTFTSN
FA36238 | COAXIAL TYPE N RECESSED W/316L WELD ADAPTER |  | 3 | L2PRD | TEST LAB | 2 | 10 | HOLD - INSPECTION PENDING | 1 | NTFTSN
FA36238 | COAXIAL TYPE N RECESSED W/316L WELD ADAPTER |  | 4 | L2PRD | TEST LAB | 2 | 10 | HOLD - INSPECTION PENDING | 1 | NTFTSN
FA36238 | COAXIAL TYPE N RECESSED W/316L WELD ADAPTER |  | 5 | L2PRD | TEST LAB | 2 | 10 | HOLD - INSPECTION PENDING | 1 | NTFTSN
FA36238 | COAXIAL TYPE N RECESSED W/316L WELD ADAPTER |  | 6 | L2PRD | TEST LAB | 2 | 10 | HOLD - INSPECTION PENDING | 1 | NTFTSN
FA36238 | COAXIAL TYPE N RECESSED W/316L WELD ADAPTER |  | 7 | L2PRD | TEST LAB | 2 | 10 | HOLD - INSPECTION PENDING | 1 | NTFTSN
FA36238 | COAXIAL TYPE N RECESSED W/316L WELD ADAPTER |  | 8 | L2PRD | TEST LAB | 2 | 10 | HOLD - INSPECTION PENDING | 1 | NTFTSN
FA36238 | COAXIAL TYPE N RECESSED W/316L WELD ADAPTER |  | 9 | L2PRD | TEST LAB | 2 | 10 | HOLD - INSPECTION PENDING | 1 | NTFTSN
FA36238 | COAXIAL TYPE N RECESSED W/316L WELD ADAPTER |  | 10 | L2PRD | TEST LAB | 2 | 10 | HOLD - INSPECTION PENDING | 1 | NTFTSN
FA36238 | COAXIAL TYPE N RECESSED W/316L WELD ADAPTER |  | 11 | L2PRD | TEST LAB | 2 | 10 | HOLD - INSPECTION PENDING | 1 | NTFTSN
FC0003667 | 10 - 32 X 1 SHCS 316 |  |  | L2PRD | TEST LAB | 1J2 | 2 | NO INSPECTION REQUIRED | 92
FC0006059 | M4 - 0.7 X 14MM SHCS 316SS |  |  | L2PRO | TEST LAB | 2F2 | 2 | NO INSPECTION REQUIRED | 50
FC0006062 | SHCS,M4x.7x20LGxFT,SS316 |  |  | L2PRD | TEST LAB | 1J2 | 2 | NO INSPECTION REQUIRED | 165
FC0006090 | SHCS,M6x1x20LGxFT,SS316 |  |  | L2PRD | TEST LAB | 1J2 | 2 | NO INSPECTION REQUIRED | 83
FC0006091 | M6 - 1.0 X 25MM SHCS |  |  | L2PRD | TEST LAB | 1J2 | 2 | NO INSPECTION REQUIRED | 387
FC0006107 | SHCS,M8x1.25x16LGxFT,SS316 |  |  | L2PRD | TEST LAB | 1C | 2 | NO INSPECTION REQUIRED | 29
FC0006110 | SHCS,M8x1.25x30LGxFT,SS316 |  |  | L2PRD | TEST LAB | 2B2 | 2 | NO INSPECTION REQUIRED | 207
FC0006111 | M8 - 1.25 X 35MM SHCS 316SS |  |  | L2PRD | TEST LAB | 1J2 | 2 | NO INSPECTION REQUIRED | 36
FC0008124 | HHCS,M6X1X15LGXFT,SS316 |  |  | L2PRD | TEST LAB | 1J2 | 2 | NO INSPECTION REQUIRED | 102
FC0008126 | HHCS,M6x1x25LGxFT,SS316 |  |  | L2PRO | TEST LAB | 2F2 | 2 | NO INSPECTION REQUIRED | 1225
FC0008128 | HHCS,M6x1x35LGxFT,SS316 |  |  | L2PRD | TEST LAB | 1C | 2 | NO INSPECTION REQUIRED | 2538
FC0008140 | HHCS,M8x1.25x20LGxFT,SS316 |  |  | L2PRD | TEST LAB | 1K | 2 | NO INSPECTION REQUIRED | 15
FC0008143 | HHCS,M8x1.25x30LGxFT,SS316 |  |  | L2PRD | TEST LAB | 1C | 2 | NO INSPECTION REQUIRED | 295
FC0008146 | HHCS,M8x1.25x45LGxFT,SS316 |  |  | L2PRD | TEST LAB | 2F2 | 2 | NO INSPECTION REQUIRED | 593
FC0008148 | HHCS,M8x1.25x55LGxFT,SS316 |  |  | L2PRD | TEST LAB | 2F2 | 2 | NO INSPECTION REQUIRED | 167
FC0008149 | HHCS,M8x1.25x60LGxFT,SS316 |  |  | L2PRD | TEST LAB | 1C | 2 | NO INSPECTION REQUIRED | 400
FC0008150 | HHCS,M8x1.25x65LGxFT,SS316 |  |  | L2PRD | TEST LAB | 2F2 | 2 | NO INSPECTION REQUIRED | 12
FC0008178 | HHCS,M12x1.75x55LGxFT,SS316 |  |  | L2PRD | TEST LAB | 2B2 | 2 | NO INSPECTION REQUIRED | 402
FC0008185 | HHCS,M12x1.75x100LGxFT,SS316 |  |  | L2PRD | TEST LAB | 2B2 | 2 | NO INSPECTION REQUIRED | 630
FC0008317 | HHCS,M10x1.5x35LGxFT,SS18-8 |  |  | L2PRD | TEST LAB | 1C | 2 | NO INSPECTION REQUIRED | 188
FC0008790 | HHCS,5/8-18x2LGxFT,SS18-8 |  |  | L2PRD | TEST LAB | 2B2 | 2 | NO INSPECTION REQUIRED | 34
FC0008955 | HHCS,1/4-20x0.5LGxFT,SS316 |  |  | L2PRD | TEST LAB | 1K | 2 | NO INSPECTION REQUIRED | 925
FC0008955 | HHCS,1/4-20x0.5LGxFT,SS316 |  |  | L2PRO | TEST LAB | 2F2 | 2 | NO INSPECTION REQUIRED | 76
FC0008957 | HHCS,1/4-20x0.75LGxFT,SS316 |  |  | L2PRD | TEST LAB | 2B2 | 2 | NO INSPECTION REQUIRED | 5
FC0008963 | HHCS,1/4-20x1.5LGxFT,SS316 |  |  | L2PRD | TEST LAB | 1J2 | 2 | NO INSPECTION REQUIRED | 80
FC0008963 | HHCS,1/4-20x1.5LGxFT,SS316 |  |  | L2PRO | TEST LAB | 2F2 | 2 | NO INSPECTION REQUIRED | 18
FC0008968 | 1/4-20 X 2LG, 0.75 THRD 316SS |  |  | L2PRD | TEST LAB | 2J1 | 2 | NO INSPECTION REQUIRED | 35
FC0008994 | 1/4 - 28 X 7/8 HHCS FULL THREAD 316 |  |  | L2PRD | TEST LAB | 2F2 | 2 | NO INSPECTION REQUIRED | 250
FC0009051 | HHCS,5/16-24x2.5LGxFT,SS316 |  |  | L2PRD | TEST LAB | 1C | 2 | NO INSPECTION REQUIRED | 34
FC0009146 | HHCS,1/2-13x3LGxFT,SS316 |  |  | L2PRD | TEST LAB | 2F2 | 2 | NO INSPECTION REQUIRED | 10
FC0009158 | HHCS,1/2-13x5.5LGxFT,SS316 |  |  | L2PRD | TEST LAB | 2K | 2 | NO INSPECTION REQUIRED | 48
FC0009374 | HHCS, M6 X 1 X 40 LG X FT, SS 316L |  |  | L2PRD | TEST LAB | 1K | 2 | NO INSPECTION REQUIRED | 108
FC0009382 | HHCS,M10x1.5x25LGxFT,SSB88 |  |  | L2PRO | TEST LAB | 2F2 | 2 | NO INSPECTION REQUIRED | 10
FC0010522 | 1/4 - X 1/2 HHCS SB |  |  | L2PRD | TEST LAB | 1C | 2 | NO INSPECTION REQUIRED | 12
FC0010532 | HHCS,5/16-18x1LGxFT,SB |  |  | L2PRD | TEST LAB | 2F2 | 2 | NO INSPECTION REQUIRED | 32
FC0010533 | HHCS,5/16-18X1.25LGXFT,SB |  |  | L2PRO | TEST LAB | 2F2 | 2 | NO INSPECTION REQUIRED | 64
FC0010752 | HHCS,1/4-20x0.5LGxFT,SSA286-SA |  |  | L2PRD | TEST LAB | 2B2 | 2 | NO INSPECTION REQUIRED | 5
FC0013739 | FHCS,M6x1x16LGxFT,90Deg,SS316 |  |  | L2PRO | TEST LAB | 2F2 | 2 | NO INSPECTION REQUIRED | 25
FC0013742 | M6 - 1.0 X 30MM FLAT SHCS 316SS |  |  | L2PRD | TEST LAB | 1J2 | 2 | NO INSPECTION REQUIRED | 398
FC0014148 | NUT-HEX, 5/8-18x0.5469,SS18-8 |  |  | L2PRD | TEST LAB | 1C | 2 | NO INSPECTION REQUIRED | 13
FC0014148 | NUT-HEX, 5/8-18x0.5469,SS18-8 |  |  | L2PRD | TEST LAB | 2B2 | 2 | NO INSPECTION REQUIRED | 444
FC0014178 | NUT-HEX, 1/4-20x0.2188,SS316 |  |  | L2PRO | TEST LAB | 2F2 | 2 | NO INSPECTION REQUIRED | 155
FC0014183 | 5/16 - 24 FINISH HEX NUT 316 |  |  | L2PRD | TEST LAB | 2F2 | 2 | NO INSPECTION REQUIRED | 16
FC0014503 | NUT_HEX,M8x1.25x6.5,SS316 |  |  | L2PRD | TEST LAB | 2F2 | 2 | NO INSPECTION REQUIRED | 2974
FC0014505 | NUT_HEX,M12x1.75x10,SS316 |  |  | L2PRD | TEST LAB | 2B2 | 2 | NO INSPECTION REQUIRED | 503
FC0014507 | NUT_HEX,M16x2x13,SS316 |  |  | L2PRO | TEST LAB | 2F2 | 2 | NO INSPECTION REQUIRED | 5
FC0014512 | NUT_HEX,M30x3.5x24,SS316 |  |  | L2PRD | TEST LAB | 1G | 2 | NO INSPECTION REQUIRED | 15
FC0014517 | NUT-HEX,10-32x0.125,SB |  |  | L2PRD | TEST LAB | 1J2 | 2 | NO INSPECTION REQUIRED | 323
FC0014518 | NUT-HEX,1/4-20x0.1875,SB |  |  | L2PRD | TEST LAB | 1J2 | 2 | NO INSPECTION REQUIRED | 142
FC0014522 | 5/16-18 HEX NUT SB |  |  | L2PRD | TEST LAB | 1J2 | 2 | NO INSPECTION REQUIRED | 75
FC0014522 | 5/16-18 HEX NUT SB |  |  | L2PRD | TEST LAB | 2J1 | 2 | NO INSPECTION REQUIRED | 114
FC0014529 | NUT-HEX, 1/2-13x0.4375,SB |  |  | L2PRD | TEST LAB | 1J2 | 2 | NO INSPECTION REQUIRED | 76
FC0014529 | NUT-HEX, 1/2-13x0.4375,SB |  |  | L2PRD | TEST LAB | 2K | 2 | NO INSPECTION REQUIRED | 71
FC0014688 | NUT_HEX,M8X1.25X6.5,316L |  |  | L2PRD | TEST LAB | 2F2 | 2 | NO INSPECTION REQUIRED | 160
FC0015543 | WASHER,No.10-0.203x0.437x0.04,SS316 |  |  | L2PRD | TEST LAB | 1J2 | 2 | NO INSPECTION REQUIRED | 1964
FC0015552 | WASHER,1/4-0.265x0.5x0.06,SS316 |  |  | L2PRD | TEST LAB | 2F2 | 2 | NO INSPECTION REQUIRED | 183
FC0015581 | WASHER,1/2-0.531x1.062x0.13,SS316 |  |  | L2PRD | TEST LAB | 1J2 | 2 | NO INSPECTION REQUIRED | 22
FC0015588 | WASHER,5/8-0.656x1.312x0.13,SS316 |  |  | L2PRD | TEST LAB | 1C | 2 | NO INSPECTION REQUIRED | 151
FC0015646 | WASHER,5/16-0.34x0.75x0.08,BR |  |  | L2PRD | TEST LAB | 2F2 | 2 | NO INSPECTION REQUIRED | 64
FC0016148 | WASHER,M10-10.5x23x4.5,SS18-8 |  |  | L2PRD | TEST LAB | 1C | 2 | NO INSPECTION REQUIRED | 253
FC0016220 | WASHER,M4-4.3x9x0.7,SS316 |  |  | L2PRD | TEST LAB | 1J2 | 2 | NO INSPECTION REQUIRED | 799
FC0016224 | WASHER,M6-6.4x12x1.4,SS316 |  |  | L2PRD | TEST LAB | 1C | 2 | NO INSPECTION REQUIRED | 1238
FC0016227 | WASHER,M8-8.4x16x1.4,SS316 |  |  | L2PRD | TEST LAB | 2F2 | 2 | NO INSPECTION REQUIRED | 1219
FC0016231 | WASHER,M12-13x24x2.3,SS316 |  |  | L2PRD | TEST LAB | 2B2 | 2 | NO INSPECTION REQUIRED | 842
FC0016265 | M8 FLAT WASHER 316L EP |  |  | L2PRD | TEST LAB | 1J2 | 2 | NO INSPECTION REQUIRED | 363
FC0016267 | WASHER,M10-10.5x20x1.8,SS316L |  |  | L2PRO | TEST LAB | 2F2 | 2 | NO INSPECTION REQUIRED | 10
FC0016268 | M6 FLAT WASHER |  |  | L2PRO | TEST LAB | 2F2 | 2 | NO INSPECTION REQUIRED | 100
FC0018617 | WASHER,5/16,SPLIT LOCK,SB |  |  | L2PRD | TEST LAB | 2F2 | 2 | NO INSPECTION REQUIRED | 64
FC0019006 | 2-3/4 COPPER GASKET |  |  | L2PRD | TEST LAB | 4B | 2 | NO INSPECTION REQUIRED | 98
FC0019010 | SEAL, 6" CF FLANGE, COPPER C10100 |  |  | L2PRD | TEST LAB | 2B2 | 2 | NO INSPECTION REQUIRED | 30
FC0019010 | SEAL, 6" CF FLANGE, COPPER C10100 |  |  | L2PRD | TEST LAB | 9 | 2 | NO INSPECTION REQUIRED | 100
FC0019011 | 6.75 COPPER GASKET |  |  | L2PRD | TEST LAB | 10O | 2 | NO INSPECTION REQUIRED | 1
FC0019013 | SEAL, 10" CF FLANGE, COPPER C10100 |  |  | L2PRD | TEST LAB | 10R | 2 | NO INSPECTION REQUIRED | 35
FC0019013 | SEAL, 10" CF FLANGE, COPPER C10100 |  |  | L2PRD | TEST LAB | 2B2 | 2 | NO INSPECTION REQUIRED | 19
FC0019294 | M6 LOCKWASHER 316SS |  |  | L2PRO | TEST LAB | 2F2 | 2 | NO INSPECTION REQUIRED | 100
FC0020603 | PHMSxPH,M4x.7x10LGxFT,BR |  |  | L2PRO | TEST LAB | 2F2 | 2 | NO INSPECTION REQUIRED | 90
FC00214885 | 8 - 32 X 1/2 PHILIPS SCREW |  |  | L2PRD | TEST LAB | 1L | 2 | NO INSPECTION REQUIRED | 5
FC0021520 | PHMS-PH,1/4-20x1LGxFT ,BR |  |  | L2PRO | TEST LAB | 2F2 | 2 | NO INSPECTION REQUIRED | 150
FC0021780 | PHMS-PH,10-32x0.75LGxFT,SS316 |  |  | L2PRO | TEST LAB | 2F2 | 2 | NO INSPECTION REQUIRED | 75
FC0021781 | PHMS-PH,10-32x1LGxFT,SS316 |  |  | L2PRO | TEST LAB | 2F2 | 2 | NO INSPECTION REQUIRED | 150
FC0022032 | SS-8-TSW-6 |  |  | L2PRD | TEST LAB | 1C | 2 | NO INSPECTION REQUIRED | 13
FC0022079 | PHYTRON MOTOR | ~ | 160625351 | L2PRD | TEST LAB | 3 | 10 | HOLD - INSPECTION PENDING | 1 | TUNMTSN
FC0022079 | PHYTRON MOTOR |  | 160625363 | L2PRD | TEST LAB | 3G | 3 | PASSED INSPECTION | 1 | TUNMTSN
FC0022079 | PHYTRON MOTOR |  | 160827609 | L2PRD | TEST LAB | RM 1103 - INSTRUMENTATION | 10 | HOLD - INSPECTION PENDING | 1 | TUNMTSN
FC0022079 | PHYTRON MOTOR |  | 160827614 | L2PRD | TEST LAB | RM 1103 - INSTRUMENTATION | 10 | HOLD - INSPECTION PENDING | 1 | TUNMTSN
FC0022079 | PHYTRON MOTOR |  | 160827615 | L2PRD | TEST LAB | RM 2231-15 - HUQUE | 10 | HOLD - INSPECTION PENDING | 1 | TUNMTSN
FC0022079 | PHYTRON MOTOR |  | 160827619 | L2PRD | TEST LAB | RM 1103 - INSTRUMENTATION | 10 | HOLD - INSPECTION PENDING | 1 | TUNMTSN
FC0022079 | PHYTRON MOTOR |  | 160827620 | L2PRD | TEST LAB | 3G | 3 | PASSED INSPECTION | 1 | TUNMTSN
FC0022079 | PHYTRON MOTOR |  | 160827621 | L2PRD | TEST LAB | RM 1103 - INSTRUMENTATION | 10 | HOLD - INSPECTION PENDING | 1 | TUNMTSN
FC0022079 | PHYTRON MOTOR |  | 160827635 | L2PRD | TEST LAB | RM 1103 - INSTRUMENTATION | 10 | HOLD - INSPECTION PENDING | 1 | TUNMTSN
FC0022079 | PHYTRON MOTOR |  | 160827641 | L2PRD | TEST LAB | RM 1103 - INSTRUMENTATION | 10 | HOLD - INSPECTION PENDING | 1 | TUNMTSN
FC0022079 | PHYTRON MOTOR |  | 160827647 | L2PRD | TEST LAB | RM 1103 - INSTRUMENTATION | 10 | HOLD - INSPECTION PENDING | 1 | TUNMTSN
FC0022079 | PHYTRON MOTOR | ~ | 171250635 | L2PRD | TEST LAB | 3 | 10 | HOLD - INSPECTION PENDING | 1 | TUNMTSN
FC0024353 | O-RING -020 EPDM PARKER OR EQUIV |  |  | L2PRD | TEST LAB | 9C | 2 | NO INSPECTION REQUIRED | 40
FC0024498 | O-RING -238 EPDM PARKER OR EQUIV |  |  | L2PRD | TEST LAB | 2B2 | 2 | NO INSPECTION REQUIRED | 36
FC0024583 | O-RING -347 EPDM |  |  | L2PRD | TEST LAB | 10L | 2 | NO INSPECTION REQUIRED | 9
FC0024587 | O-RING -351 EPDM PARKER OR EQUIV |  |  | L2PRD | TEST LAB | 10N | 2 | NO INSPECTION REQUIRED | 44
FC0024600 | O-RING -364 EPDM PARKER OR EQUIV |  |  | L2PRD | TEST LAB | 8C | 2 | NO INSPECTION REQUIRED | 53
FC0024605 | O-RING -369 EPDM PARKER OR EQUIV |  |  | L2PRD | TEST LAB | 10M | 2 | NO INSPECTION REQUIRED | 13
FC0028985 | WASHER M6-6.4 - 316L SS ELECTRO POLISHED |  |  | L2PRD | TEST LAB | 1C | 2 | NO INSPECTION REQUIRED | 3004
FC0028993 | WASHER M8-8.4 - 316L SS ELECTRO POLISHED |  |  | L2PRD | TEST LAB | 1K | 2 | NO INSPECTION REQUIRED | 1490
FC0034168 | SHCS,5/16-18x1.125LGxFT,SB |  |  | L2PRD | TEST LAB | 1K | 2 | NO INSPECTION REQUIRED | 23
FC0035222 | FLANGE, ISO OF, BLANK 12.0" TUBE |  |  | L2PRD | TEST LAB | 2131 FLOOR | 2 | NO INSPECTION REQUIRED | 3
FC0035224 | CLAMP, ISO DOUBLE CLAW |  |  | L2PRD | TEST LAB | 3J | 2 | NO INSPECTION REQUIRED | 140
FC0041391 | NUT_HEX,M6x1x5,SB |  |  | L2PRD | TEST LAB | 1C | 2 | NO INSPECTION REQUIRED | 30
FC0041631 | BURST DISC - MDC 420032 |  | 007P | L2PRD | TEST LAB | 2K | 2 | NO INSPECTION REQUIRED | 1 | PBDSN
FC0041631 | BURST DISC - MDC 420032 |  | 27 | L2PRD | TEST LAB | 1G | 2 | NO INSPECTION REQUIRED | 1 | PBDSN
FC0041631 | BURST DISC - MDC 420032 |  | 28 | L2PRD | TEST LAB | 1G | 2 | NO INSPECTION REQUIRED | 1 | PBDSN
FC0041631 | BURST DISC - MDC 420032 |  | 29 | L2PRD | TEST LAB | 1G | 2 | NO INSPECTION REQUIRED | 1 | PBDSN
FC0041631 | BURST DISC - MDC 420032 |  | 31 | L2PRD | TEST LAB | 1 | 2 | NO INSPECTION REQUIRED | 1 | PBDSN
FC0041631 | BURST DISC - MDC 420032 |  | 41 | L2PRD | TEST LAB | 1G | 2 | NO INSPECTION REQUIRED | 1 | PBDSN
FC0041631 | BURST DISC - MDC 420032 |  | 43 | L2PRD | TEST LAB | 1 | 2 | NO INSPECTION REQUIRED | 1 | PBDSN
FC0041631 | BURST DISC - MDC 420032 |  | 46 | L2PRD | TEST LAB | 1G | 2 | NO INSPECTION REQUIRED | 1 | PBDSN
FC0041631 | BURST DISC - MDC 420032 |  | 48 | L2PRD | TEST LAB | 1 | 2 | NO INSPECTION REQUIRED | 1 | PBDSN
FC0041631 | BURST DISC - MDC 420032 |  | 51 | L2PRD | TEST LAB | 1G | 2 | NO INSPECTION REQUIRED | 1 | PBDSN
FC0041631 | BURST DISC - MDC 420032 |  | 52 | L2PRD | TEST LAB | 1 | 2 | NO INSPECTION REQUIRED | 1 | PBDSN
FC0041631 | BURST DISC - MDC 420032 |  | 53 | L2PRD | TEST LAB | 1G | 2 | NO INSPECTION REQUIRED | 1 | PBDSN
FC0041631 | BURST DISC - MDC 420032 |  | 59 | L2PRD | TEST LAB | 2K | 2 | NO INSPECTION REQUIRED | 1 | PBDSN
FC0041631 | BURST DISC - MDC 420032 |  | 60 | L2PRD | TEST LAB | 1G | 2 | NO INSPECTION REQUIRED | 1 | PBDSN
FC0041631 | BURST DISC - MDC 420032 |  | 74 | L2PRD | TEST LAB | 1 | 2 | NO INSPECTION REQUIRED | 1 | PBDSN
FC0041631 | BURST DISC - MDC 420032 |  | 76 | L2PRD | TEST LAB | 1 | 2 | NO INSPECTION REQUIRED | 1 | PBDSN
FC0041631 | BURST DISC - MDC 420032 |  | 88 | L2PRD | TEST LAB | 1 | 2 | NO INSPECTION REQUIRED | 1 | PBDSN
FC0041631 | BURST DISC - MDC 420032 |  | 91 | L2PRD | TEST LAB | 1 | 2 | NO INSPECTION REQUIRED | 1 | PBDSN
FC0041631 | BURST DISC - MDC 420032 |  | 92 | L2PRD | TEST LAB | 2K | 2 | NO INSPECTION REQUIRED | 1 | PBDSN
FC0041631 | BURST DISC - MDC 420032 |  | 93 | L2PRD | TEST LAB | 1G | 2 | NO INSPECTION REQUIRED | 1 | PBDSN
FC0041631 | BURST DISC - MDC 420032 |  | 94 | L2PRD | TEST LAB | 2K | 2 | NO INSPECTION REQUIRED | 1 | PBDSN
FC0041631 | BURST DISC - MDC 420032 |  | 98 | L2PRD | TEST LAB | 1H | 2 | NO INSPECTION REQUIRED | 1 | PBDSN
FC0041631 | BURST DISC - MDC 420032 |  | 103 | L2PRD | TEST LAB | 1G | 2 | NO INSPECTION REQUIRED | 1 | PBDSN
FC0041631 | BURST DISC - MDC 420032 |  | 104 | L2PRD | TEST LAB | 1G | 2 | NO INSPECTION REQUIRED | 1 | PBDSN
FC0041631 | BURST DISC - MDC 420032 |  | 109 | L2PRD | TEST LAB | 1 | 2 | NO INSPECTION REQUIRED | 1 | PBDSN
FC0041631 | BURST DISC - MDC 420032 |  | 111 | L2PRD | TEST LAB | 1 | 2 | NO INSPECTION REQUIRED | 1 | PBDSN
FC0041631 | BURST DISC - MDC 420032 |  | 118 | L2PRD | TEST LAB | 1 | 2 | NO INSPECTION REQUIRED | 1 | PBDSN
FC0041631 | BURST DISC - MDC 420032 |  | 119 | L2PRD | TEST LAB | 1G | 2 | NO INSPECTION REQUIRED | 1 | PBDSN
FC0041631 | BURST DISC - MDC 420032 |  | 120 | L2PRD | TEST LAB | 2K | 2 | NO INSPECTION REQUIRED | 1 | PBDSN
FC0041631 | BURST DISC - MDC 420032 |  | 124 | L2PRD | TEST LAB | 1G | 2 | NO INSPECTION REQUIRED | 1 | PBDSN
FC0041631 | BURST DISC - MDC 420032 |  | 128 | L2PRD | TEST LAB | 1G | 2 | NO INSPECTION REQUIRED | 1 | PBDSN
FC0041631 | BURST DISC - MDC 420032 |  | 133 | L2PRD | TEST LAB | 2K | 2 | NO INSPECTION REQUIRED | 1 | PBDSN
FC0041631 | BURST DISC - MDC 420032 |  | 135 | L2PRD | TEST LAB | 2K | 2 | NO INSPECTION REQUIRED | 1 | PBDSN
FC0041631 | BURST DISC - MDC 420032 |  | 140 | L2PRD | TEST LAB | 1G | 2 | NO INSPECTION REQUIRED | 1 | PBDSN
FC0041631 | BURST DISC - MDC 420032 |  | 141 | L2PRD | TEST LAB | 1 | 2 | NO INSPECTION REQUIRED | 1 | PBDSN
FC0041631 | BURST DISC - MDC 420032 |  | PCM-004 | L2PRD | TEST LAB | 1G | 2 | NO INSPECTION REQUIRED | 1 | PBDSN
FC0041631 | BURST DISC - MDC 420032 |  | PCM-025 | L2PRD | TEST LAB | 2K | 2 | NO INSPECTION REQUIRED | 1 | PBDSN
FC0041631 | BURST DISC - MDC 420032 |  |  | L2PRD | TEST LAB | 1 | 2 | NO INSPECTION REQUIRED | 4 | PBDSN
FC0041631 | BURST DISC - MDC 420032 |  |  | L2PRD | TEST LAB | 1G | 2 | NO INSPECTION REQUIRED | 2 | PBDSN
FC0041631 | BURST DISC - MDC 420032 |  |  | L2PRD | TEST LAB | 2K | 2 | NO INSPECTION REQUIRED | 1 | PBDSN
FC0041939 | SHCS,M4x.7x20LGxFT,SS316L,ROLLED,EP |  |  | L2PRD | TEST LAB | 1K | 2 | NO INSPECTION REQUIRED | 1281
FC0041967 | M6 - 1.0 - 20MM SHCS SS 316L EP FT ROLLED |  |  | L2PRD | TEST LAB | 1K | 2 | NO INSPECTION REQUIRED | 967
FC0042062 | WASHER,1/4-0.265x0.5x0.06,SS316L |  |  | L2PRD | TEST LAB | 2B2 | 2 | NO INSPECTION REQUIRED | 5
FC0042074 | 5/16 WASHER SS 316L |  |  | L2PRD | TEST LAB | 1K | 2 | NO INSPECTION REQUIRED | 53
FC0043465 | M5 - 12MM DOWEL PIN |  |  | L2PRD | TEST LAB | 1J2 | 2 | NO INSPECTION REQUIRED | 64
FC0046266 | M8 - 1.25 X 40MM SET SCREW 316L SS |  |  | L2PRD | TEST LAB | 1J2 | 2 | NO INSPECTION REQUIRED | 6829
FC0046538 | M6 - 1.0 X 40MM STUD 316L ELECTRO POLISHED |  |  | L2PRD | TEST LAB | 1J2 | 2 | NO INSPECTION REQUIRED | 897
FC0046539 | M8 - 1.25 X 50MM STUD 316L ELECTRO POLISHED |  |  | L2PRD | TEST LAB | 1K | 2 | NO INSPECTION REQUIRED | 2674
FC0046546 | PIEZO |  | 116058713 | L2PRD | TEST LAB | 3 | 3 | PASSED INSPECTION | 1 | TUNPZSN
FC0046546 | PIEZO |  | 116058714 | L2PRD | TEST LAB | 3 | 3 | PASSED INSPECTION | 1 | TUNPZSN
FC0046546 | PIEZO | ~ | 116070358 | L2PRD | TEST LAB | 3 | 10 | HOLD - INSPECTION PENDING | 1 | TUNPZSN
FC0046546 | PIEZO | ~ | 116070361 | L2PRD | TEST LAB | 3 | 10 | HOLD - INSPECTION PENDING | 1 | TUNPZSN
FC0046546 | PIEZO |  | 117012207 | L2PRD | TEST LAB | 3 | 3 | PASSED INSPECTION | 1 | TUNPZSN
FC0047475 | 150-X FLEX COUPLER 2.75 DEL SEAL FLANGE X 3.5 LG | 0 |  | L2PRD | TEST LAB | 3K | 2 | NO INSPECTION REQUIRED | 8
FC0047552 | M8 - 1.25 X 60MM FULLY THREADED STUD 316L SS |  |  | L2PRD | TEST LAB | 1B2 | 2 | NO INSPECTION REQUIRED | 493
FC0047552 | M8 - 1.25 X 60MM FULLY THREADED STUD 316L SS |  |  | L2PRD | TEST LAB | 1C | 2 | NO INSPECTION REQUIRED | 71
FC0047860 | HHCS,M6x1x35LGxFT,Si Brz |  |  | L2PRD | TEST LAB | 1K | 2 | NO INSPECTION REQUIRED | 45
FC0047874 | HHCS,M8X1.25X16LGXFT,SI BRZ |  |  | L2PRD | TEST LAB | 2J1 | 2 | NO INSPECTION REQUIRED | 8
FC0048573 | ELBOW, PIPE-90, LONG, 1/2"X10S, 316 SS |  |  | L2PRD | TEST LAB | 7 | 2 | NO INSPECTION REQUIRED | 19
FC0050356 | DOWEL PIN M8 X 30MM |  |  | L2PRD | TEST LAB | 1G | 2 | NO INSPECTION REQUIRED | 40
FC0050800 | LIMIT SWITCH |  |  | L2PRO | TEST LAB | 3 | 2 | NO INSPECTION REQUIRED | 4
FC0050986 | 8 - 32 X 1/4 SET SCREW |  |  | L2PRD | TEST LAB | 1K | 2 | NO INSPECTION REQUIRED | 362
FC0051545 | CENTERING RING ISO-200 |  |  | L2PRD | TEST LAB | 2B | 2 | NO INSPECTION REQUIRED | 8
FC0051588 | O-RING 1071MM-OD 6.985MM-DIA EPDM SEC |  |  | L2PRD | TEST LAB | 2J1 | 2 | NO INSPECTION REQUIRED | 6
FC0051589 | O-RING 1104MM-OD 6.985MM-DIA EPDM SEC |  |  | L2PRD | TEST LAB | 2J1 | 2 | NO INSPECTION REQUIRED | 5
FC0051590 | O-RING 1138MM-OD 6.985MM-DIA EPDM REC |  |  | L2PRD | TEST LAB | 2C | 2 | NO INSPECTION REQUIRED | 18
FC0051590 | O-RING 1138MM-OD 6.985MM-DIA EPDM REC |  |  | L2PRD | TEST LAB | 3A | 2 | NO INSPECTION REQUIRED | 20
FC0051591 | O-RING 579MM-OD 5.334MM-DIA EPDM |  |  | L2PRD | TEST LAB | 9T | 2 | NO INSPECTION REQUIRED | 19
FC0051653 | BALL |  |  | L2PRD | TEST LAB | 1K | 2 | NO INSPECTION REQUIRED | 14
FC0052324 | M6 - 1.0 X 16 SHCS FULL THREAD SB |  |  | L2PRD | TEST LAB | 1C | 2 | NO INSPECTION REQUIRED | 22
FC0053109 | CONN G/C 6 PIN DBL ENDED ON 2.75 CF |  | 53 | L2PRD | TEST LAB | 4C | 10 | HOLD - INSPECTION PENDING | 1 | FT06PSN
FC0053109 | CONN G/C 6 PIN DBL ENDED ON 2.75 CF |  | 54 | L2PRD | TEST LAB | 4C | 10 | HOLD - INSPECTION PENDING | 1 | FT06PSN
FC0053109 | CONN G/C 6 PIN DBL ENDED ON 2.75 CF |  | 55 | L2PRD | TEST LAB | 4C | 10 | HOLD - INSPECTION PENDING | 1 | FT06PSN
FC0053109 | CONN G/C 6 PIN DBL ENDED ON 2.75 CF |  | 56 | L2PRD | TEST LAB | 4C | 10 | HOLD - INSPECTION PENDING | 1 | FT06PSN
FC0053109 | CONN G/C 6 PIN DBL ENDED ON 2.75 CF |  | 57 | L2PRD | TEST LAB | 4C | 10 | HOLD - INSPECTION PENDING | 1 | FT06PSN
FC0053109 | CONN G/C 6 PIN DBL ENDED ON 2.75 CF |  | 58 | L2PRD | TEST LAB | 4C | 10 | HOLD - INSPECTION PENDING | 1 | FT06PSN
FC0053109 | CONN G/C 6 PIN DBL ENDED ON 2.75 CF |  | 59 | L2PRD | TEST LAB | 4C | 10 | HOLD - INSPECTION PENDING | 1 | FT06PSN
FC0053109 | CONN G/C 6 PIN DBL ENDED ON 2.75 CF |  | 60 | L2PRD | TEST LAB | 4C | 10 | HOLD - INSPECTION PENDING | 1 | FT06PSN
FC0053113 | 6 PIN CONNECTOR DOUBLE-ENDED AIR SIDE | 1 |  | L2HE | TEST LAB | 2J1 | 2 | NO INSPECTION REQUIRED | 26
FC0053113 | 6 PIN CONNECTOR DOUBLE-ENDED AIR SIDE |  |  | L2PRD | TEST LAB | 2K | 2 | NO INSPECTION REQUIRED | 8
FC0053117 | CONN VAC PLUG 6 PIN PEEK LONG G/C |  |  | L2PRD | TEST LAB | 1L | 2 | NO INSPECTION REQUIRED | 23
FC0053117 | CONN VAC PLUG 6 PIN PEEK LONG G/C | 1 |  | L2HE | TEST LAB | 2J1 | 2 | NO INSPECTION REQUIRED | 26
FC0053215 | 6 PIN BULKHEAD FEEDTHRU |  |  | L2PRD | TEST LAB | 1L | 2 | NO INSPECTION REQUIRED | 10
FC0053216 | 8 PIN BULKHEAD FEEDTHRU |  |  | L2PRD | TEST LAB | 2J | 2 | NO INSPECTION REQUIRED | 9
FC0053217 | 12 PIN BULKHEAD FEEDTHRU |  |  | L2PRD | TEST LAB | 1L | 2 | NO INSPECTION REQUIRED | 65
FC0053232 | 19 PIN BULKHEAD FEEDTHRU |  |  | L2PRD | TEST LAB | 2J | 2 | NO INSPECTION REQUIRED | 109
FC0053477 | KAPTON (POLYMIDE) THERMOFOIL HEATER 46.3 OHMS |  | 674398 | L2PRD | TEST LAB | 1L | 10 | HOLD - INSPECTION PENDING | 7 | HK5347SN
FC0053477 | KAPTON (POLYMIDE) THERMOFOIL HEATER 46.3 OHMS |  |  | L2PRD | TEST LAB | 1L | 10 | HOLD - INSPECTION PENDING | 34 | HK5347SN
FC0053566 | WIRE AWG 12 TIN PLATED MIN .0003IN THK |  |  | L2PRO | TEST LAB | 1E | 2 | NO INSPECTION REQUIRED | 12
FC0053901 | 4 PIN CIRC FLANGE PANEL MOUNT MALE |  |  | L2PRD | TEST LAB | 1F2 | 2 | NO INSPECTION REQUIRED | 26
FC0053901 | 4 PIN CIRC FLANGE PANEL MOUNT MALE |  |  | L2PRD | TEST LAB | 2J | 10 | HOLD - INSPECTION PENDING | 24
FC0053919 | ULTRAFLEX AWG 11 NAT SLEEVE |  |  | L2PRD | TEST LAB | 1H | 2 | NO INSPECTION REQUIRED | 2750
FC0056339 | 4IN OD X .083IN W X 8FT SST 316/316L |  | 11J436 | L2PRD | BLUE CRAB - LCLS-II | BLUECRAB FLOOR | 2 | NO INSPECTION REQUIRED | 44 | P2PHSN
FC0058631 | SMA- TYPE RF ADAPTER |  |  | L2PRD | TEST LAB | 2J | 2 | NO INSPECTION REQUIRED | 70
FC0058728 | ULTRAFLEX AWG 4 NAT SLEEVE |  |  | L2PRD | TEST LAB | 1H | 2 | NO INSPECTION REQUIRED | 3000
FC0059084 | M6 BELLEVILLE WASHER BERYLLIUM COPPER |  |  | L2PRD | TEST LAB | 1C | 2 | NO INSPECTION REQUIRED | 70
FC0059084 | M6 BELLEVILLE WASHER BERYLLIUM COPPER |  |  | L2PRD | TEST LAB | 2J1 | 2 | NO INSPECTION REQUIRED | 144
FC0059117 | BELLEVILLE,0.2X.0.36X0.02,BERYLLIUM CU |  |  | L2PRD | TEST LAB | 1J2 | 2 | NO INSPECTION REQUIRED | 242
FC0059650 | 5/16 SPLIT LOCK WASHER SS 316L |  |  | L2PRD | TEST LAB | 1K | 2 | NO INSPECTION REQUIRED | 65
FC0059690 | M3 - 0.5 X 25MM SHCS 316SS |  |  | L2PRD | TEST LAB | 1C | 2 | NO INSPECTION REQUIRED | 50
FC0059802 | BELLEVILLE WASHER BERYLLIUM COPPER ALLOY |  |  | L2PRD | TEST LAB | 2J1 | 2 | NO INSPECTION REQUIRED | 32
FC0060102 | M4 BELLEVILLE WASHER BERYLLIUM COPPER |  |  | L2PRD | TEST LAB | 1C | 2 | NO INSPECTION REQUIRED | 43
FC0060104 | 1/4 BELLEVILLE WASHER BERYLLIUM COPPER |  |  | L2PRD | TEST LAB | 1C | 2 | NO INSPECTION REQUIRED | 156
FC0060121 | THREADED ROD 5/8 - 18 X 2-1/2" STUD |  |  | L2PRD | TEST LAB | 2B2 | 2 | NO INSPECTION REQUIRED | 553
FC0061032 | TFLEX401 TZ-2-N-NR HOM1 |  | 304 | L2PRD | TEST LAB | 2C | 10 | HOLD - INSPECTION PENDING | 1 | T1NNR2SN
FC0061032 | TFLEX401 TZ-2-N-NR HOM1 |  | 326 | L2PRD | TEST LAB | 2C | 10 | HOLD - INSPECTION PENDING | 1 | T1NNR2SN
FC0061033 | TFLEX402 TZ-2-N-NR BPM |  | 15 | L2PRD | TEST LAB | 2C | 10 | HOLD - INSPECTION PENDING | 1 | T2NNR2SN
FC0061033 | TFLEX402 TZ-2-N-NR BPM |  | 25 | L2PRD | TEST LAB | 2C | 10 | HOLD - INSPECTION PENDING | 1 | T2NNR2SN
FC0061033 | TFLEX402 TZ-2-N-NR BPM |  | 36 | L2PRD | TEST LAB | 2C | 10 | HOLD - INSPECTION PENDING | 1 | T2NNR2SN
FC0061033 | TFLEX402 TZ-2-N-NR BPM |  | 37 | L2PRD | TEST LAB | 2C | 10 | HOLD - INSPECTION PENDING | 1 | T2NNR2SN
FC0061033 | TFLEX402 TZ-2-N-NR BPM |  | 39 | L2PRD | TEST LAB | 2C | 10 | HOLD - INSPECTION PENDING | 1 | T2NNR2SN
FC0061036 | 200 OHM 5% RESISTOR |  |  | L2PRD | TEST LAB | 2G | 2 | NO INSPECTION REQUIRED | 100
FC0061042 | TFLEX402 TZ-1-SMA-SMAR E-PROBE |  | 37 | L2PRD | TEST LAB | 2C | 2 | NO INSPECTION REQUIRED | 1
FC0061042 | TFLEX402 TZ-1-SMA-SMAR E-PROBE |  | 89 | L2PRD | TEST LAB | 2C | 2 | NO INSPECTION REQUIRED | 1
FC0061042 | TFLEX402 TZ-1-SMA-SMAR E-PROBE |  | 115 | L2PRD | TEST LAB | 2C | 2 | NO INSPECTION REQUIRED | 1
FC0061113 | M8 - 1.0 X 45MM SHCS 316SS |  |  | L2PRO | TEST LAB | 2F2 | 2 | NO INSPECTION REQUIRED | 17
FC0061117 | TFLEX401 TZ-3-N-NR HOM2 |  | 294 | L2PRD | TEST LAB | 5H | 10 | HOLD - INSPECTION PENDING | 1 | T1NNR3SN
FC0061117 | TFLEX401 TZ-3-N-NR HOM2 |  | 318 | L2PRD | TEST LAB | 5H | 10 | HOLD - INSPECTION PENDING | 1 | T1NNR3SN
FC0061118 | TFLEX402 TZ-3-N-SMAR FIELD PROBE |  | 303 | L2PRD | TEST LAB | 2C | 10 | HOLD - INSPECTION PENDING | 1 | T2NSR3SN
FC0062607 | VALVE POSITIONER TGX-16152-722 |  |  | L2PRD | TEST LAB | 2K | 2 | NO INSPECTION REQUIRED | 40
FC0062608 | VALVE POSITIONER TGX-16152-721 |  |  | L2PRD | TEST LAB | 2K | 2 | NO INSPECTION REQUIRED | 37
FC0063045 | RIGHT ANGLE VALVE DN40 |  | 6 | L2PRD | TEST LAB | 2J1 | 2 | NO INSPECTION REQUIRED | 1 | AV15SN
FC0063045 | RIGHT ANGLE VALVE DN40 |  | 9 | L2PRD | TEST LAB | 2J1 | 2 | NO INSPECTION REQUIRED | 1 | AV15SN
FC0063045 | RIGHT ANGLE VALVE DN40 |  | 10 | L2PRD | TEST LAB | 2J1 | 2 | NO INSPECTION REQUIRED | 1 | AV15SN
FC0063146 | WEKA VALVE 221759-0010 (CD) |  | 22 | L2PRD | TEST LAB | RM 2131 - FLOOR | 10 | HOLD - INSPECTION PENDING | 1 | CDVSN
FC0063146 | WEKA VALVE 221759-0010 (CD) |  | 25 | L2PRD | TEST LAB | RM 2131 - FLOOR | 10 | HOLD - INSPECTION PENDING | 1 | CDVSN
FC0063147 | WEKA VALVE 221759-0020 (JT) |  | 22 | L2PRD | TEST LAB | RM 2131 - FLOOR | 10 | HOLD - INSPECTION PENDING | 1 | JTVSN
FC0063826 | G-10 POTTING CUPS 3/4 SPACER SLEEVE |  |  | L2PRD | TEST LAB | 1F2 | 2 | NO INSPECTION REQUIRED | 55
FC0065880 | HEX NUT M6 316L SS |  |  | L2PRD | TEST LAB | 1J2 | 2 | NO INSPECTION REQUIRED | 20
FC0066459 | M8 SPLIT LOCK WASHER |  |  | L2PRD | TEST LAB | 2K | 2 | NO INSPECTION REQUIRED | 815
GA-0800 | 8" COPPER GASKET |  |  | L2PRD | TEST LAB | 1B2 | 2 | NO INSPECTION REQUIRED | 14
GA-0800 | 8" COPPER GASKET |  |  | L2PRD | TEST LAB | 3C | 2 | NO INSPECTION REQUIRED | 2
GA-1400 | 14 IN COPPER GASKET |  |  | CMNB3 | TEST LAB | 7 | 2 | NO INSPECTION REQUIRED | 20
GMM-B4786A | HOM FEEDTHROUGH | ~ | 452 | L2PRD | TEST LAB | 3J2 | 10 | HOLD - INSPECTION PENDING | 1 | HMFTSN
GMM-B4786A | HOM FEEDTHROUGH | ~ | 580 | L2PRD | TEST LAB | 3J2 | 10 | HOLD - INSPECTION PENDING | 1 | HMFTSN
GMM-B4786A | HOM FEEDTHROUGH | ~ | 592 | L2PRD | TEST LAB | 3J2 | 10 | HOLD - INSPECTION PENDING | 1 | HMFTSN
GMM-B4786A | HOM FEEDTHROUGH | ~ | 594 | L2PRD | TEST LAB | 3J2 | 10 | HOLD - INSPECTION PENDING | 1 | HMFTSN
GMM-B4786A | HOM FEEDTHROUGH | ~ | 634 | L2PRD | TEST LAB | 3J2 | 10 | HOLD - INSPECTION PENDING | 1 | HMFTSN
GMM-B4786A | HOM FEEDTHROUGH | ~ | 685 | L2PRD | TEST LAB | 3J2 | 10 | HOLD - INSPECTION PENDING | 1 | HMFTSN
GMM-B4786A | HOM FEEDTHROUGH |  | 702 | L2PRD | TEST LAB | 3B | 4 | USE AS IS | 1 | HMFTSN
GMM-B4786A | HOM FEEDTHROUGH |  | 703 | L2PRD | TEST LAB | 3B | 3 | PASSED INSPECTION | 1 | HMFTSN
GMM-B4786A | HOM FEEDTHROUGH |  | 704 | L2PRD | TEST LAB | 3B | 3 | PASSED INSPECTION | 1 | HMFTSN
GMM-B4786A | HOM FEEDTHROUGH |  | 705 | L2PRD | TEST LAB | 3B | 4 | USE AS IS | 1 | HMFTSN
GMM-B4786A | HOM FEEDTHROUGH |  | 706 | L2PRD | TEST LAB | 3B | 3 | PASSED INSPECTION | 1 | HMFTSN
GMM-B4786A | HOM FEEDTHROUGH |  | 707 | L2PRD | TEST LAB | 3B | 3 | PASSED INSPECTION | 1 | HMFTSN
GMM-B4786A | HOM FEEDTHROUGH |  | 708 | L2PRD | TEST LAB | 3B | 3 | PASSED INSPECTION | 1 | HMFTSN
GMM-B4786A | HOM FEEDTHROUGH |  | 730 | L2PRD | TEST LAB | 6G | 9 | HOLD - NCR | 1 | HMFTSN
GMM-B4786A | HOM FEEDTHROUGH |  | 748 | L2PRD | TEST LAB | 3J2 | 10 | HOLD - INSPECTION PENDING | 1 | HMFTSN
GMM-B4786A | HOM FEEDTHROUGH | ~ | 765 | L2PRD | TEST LAB | 3J2 | 10 | HOLD - INSPECTION PENDING | 1 | HMFTSN
GMM-B4786A | HOM FEEDTHROUGH | ~ | 766 | L2PRD | TEST LAB | 3J2 | 10 | HOLD - INSPECTION PENDING | 1 | HMFTSN
GMM-B4786A | HOM FEEDTHROUGH | ~ | 767 | L2PRD | TEST LAB | 3J2 | 10 | HOLD - INSPECTION PENDING | 1 | HMFTSN
GMM-B4786A | HOM FEEDTHROUGH | ~ | 775 | L2PRD | TEST LAB | 3J2 | 10 | HOLD - INSPECTION PENDING | 1 | HMFTSN
GMM-B4786A | HOM FEEDTHROUGH | ~ | 776 | L2PRD | TEST LAB | 3J2 | 10 | HOLD - INSPECTION PENDING | 1 | HMFTSN
GMM-B4786A | HOM FEEDTHROUGH | ~ | 777 | L2PRD | TEST LAB | 3J2 | 10 | HOLD - INSPECTION PENDING | 1 | HMFTSN
GMM-B4786A | HOM FEEDTHROUGH | ~ | 780 | L2PRD | TEST LAB | 3J2 | 10 | HOLD - INSPECTION PENDING | 1 | HMFTSN
GMM-B4786A | HOM FEEDTHROUGH | ~ | 781 | L2PRD | TEST LAB | 3J2 | 10 | HOLD - INSPECTION PENDING | 1 | HMFTSN
GMM-B4786A | HOM FEEDTHROUGH | ~ | 782 | L2PRD | TEST LAB | 3J2 | 10 | HOLD - INSPECTION PENDING | 1 | HMFTSN
GMM-B4786A | HOM FEEDTHROUGH | ~ | 783 | L2PRD | TEST LAB | 3J2 | 10 | HOLD - INSPECTION PENDING | 1 | HMFTSN
GMM-B4786A | HOM FEEDTHROUGH | ~ | 784 | L2PRD | TEST LAB | 3J2 | 10 | HOLD - INSPECTION PENDING | 1 | HMFTSN
GMM-B4786A | HOM FEEDTHROUGH | ~ | 785 | L2PRD | TEST LAB | 3J2 | 10 | HOLD - INSPECTION PENDING | 1 | HMFTSN
GMM-B4786A | HOM FEEDTHROUGH | ~ | 787 | L2PRD | TEST LAB | 3J2 | 10 | HOLD - INSPECTION PENDING | 1 | HMFTSN
GMM-B4786A | HOM FEEDTHROUGH | ~ | 788 | L2PRD | TEST LAB | 3J2 | 10 | HOLD - INSPECTION PENDING | 1 | HMFTSN
GMM-B4786A | HOM FEEDTHROUGH | ~ | 789 | L2PRD | TEST LAB | 3J2 | 10 | HOLD - INSPECTION PENDING | 1 | HMFTSN
GMM-B4786A | HOM FEEDTHROUGH | ~ | 790 | L2PRD | TEST LAB | 3J2 | 10 | HOLD - INSPECTION PENDING | 1 | HMFTSN
GMM-B4786A | HOM FEEDTHROUGH | ~ | 791 | L2PRD | TEST LAB | 3J2 | 10 | HOLD - INSPECTION PENDING | 1 | HMFTSN
GMM-B4786A | HOM FEEDTHROUGH | ~ | 792 | L2PRD | TEST LAB | 3J2 | 10 | HOLD - INSPECTION PENDING | 1 | HMFTSN
GMM-B4786A | HOM FEEDTHROUGH | ~ | 793 | L2PRD | TEST LAB | 3J2 | 10 | HOLD - INSPECTION PENDING | 1 | HMFTSN
GMM-B4786A | HOM FEEDTHROUGH | ~ | 794 | L2PRD | TEST LAB | 3J2 | 10 | HOLD - INSPECTION PENDING | 1 | HMFTSN
GMM-B4786A | HOM FEEDTHROUGH | ~ | 795 | L2PRD | TEST LAB | 3J2 | 10 | HOLD - INSPECTION PENDING | 1 | HMFTSN
GMM-B4786A | HOM FEEDTHROUGH | ~ | 796 | L2PRD | TEST LAB | 3J2 | 10 | HOLD - INSPECTION PENDING | 1 | HMFTSN
GMM-B4786A | HOM FEEDTHROUGH | ~ | 797 | L2PRD | TEST LAB | 3J2 | 10 | HOLD - INSPECTION PENDING | 1 | HMFTSN
GMM-B4786A | HOM FEEDTHROUGH | ~ | 798 | L2PRD | TEST LAB | 3J2 | 10 | HOLD - INSPECTION PENDING | 1 | HMFTSN
GMM-B4786A | HOM FEEDTHROUGH | ~ | 799 | L2PRD | TEST LAB | 3J2 | 10 | HOLD - INSPECTION PENDING | 1 | HMFTSN
GMM-B4786A | HOM FEEDTHROUGH | ~ | 800 | L2PRD | TEST LAB | 3J2 | 10 | HOLD - INSPECTION PENDING | 1 | HMFTSN
GMM-B4786A | HOM FEEDTHROUGH | ~ | 805 | L2PRD | TEST LAB | 3J2 | 10 | HOLD - INSPECTION PENDING | 1 | HMFTSN
GMM-B4786A | HOM FEEDTHROUGH | ~ | 816 | L2PRD | TEST LAB | 3J2 | 10 | HOLD - INSPECTION PENDING | 1 | HMFTSN
GMM-B4786A | HOM FEEDTHROUGH | ~ | L2-0338 | L2PRD | TEST LAB | 3J2 | 10 | HOLD - INSPECTION PENDING | 1 | HMFTSN
GMM-B4786A | HOM FEEDTHROUGH | ~ | L2-0420 | L2PRD | TEST LAB | 3J2 | 10 | HOLD - INSPECTION PENDING | 1 | HMFTSN
GMM-B4786A | HOM FEEDTHROUGH | ~ | L2-0422 | L2PRD | TEST LAB | 3J2 | 10 | HOLD - INSPECTION PENDING | 1 | HMFTSN
GMM-B4786A | HOM FEEDTHROUGH | ~ | L2-0425 | L2PRD | TEST LAB | 3J2 | 10 | HOLD - INSPECTION PENDING | 1 | HMFTSN
GMM-B4787 | PICKUP FEEDTHROUGH | ~ | 78 | L2PRD | TEST LAB | 3J2 | 10 | HOLD - INSPECTION PENDING | 1 | FPFTSN
GMM-B4787 | PICKUP FEEDTHROUGH | ~ | 203 | L2PRD | TEST LAB | 3J2 | 10 | HOLD - INSPECTION PENDING | 1 | FPFTSN
GMM-B4787 | PICKUP FEEDTHROUGH | ~ | 216 | L2PRD | TEST LAB | 3J2 | 10 | HOLD - INSPECTION PENDING | 1 | FPFTSN
GMM-B4787 | PICKUP FEEDTHROUGH | ~ | 238 | L2PRD | TEST LAB | 3J2 | 10 | HOLD - INSPECTION PENDING | 1 | FPFTSN
GMM-B4787 | PICKUP FEEDTHROUGH | ~ | 265 | L2PRD | TEST LAB | 3J2 | 10 | HOLD - INSPECTION PENDING | 1 | FPFTSN
GMM-B4787 | PICKUP FEEDTHROUGH | ~ | 269 | L2PRD | TEST LAB | 3J2 | 10 | HOLD - INSPECTION PENDING | 1 | FPFTSN
GMM-B4787 | PICKUP FEEDTHROUGH | ~ | 285 | L2PRD | TEST LAB | 3J2 | 10 | HOLD - INSPECTION PENDING | 1 | FPFTSN
GMM-B4787 | PICKUP FEEDTHROUGH |  | 311 | L2PRD | TEST LAB | 6G | 7 | REJECTED | 1 | FPFTSN
GMM-B4787 | PICKUP FEEDTHROUGH | ~ | 321 | L2PRD | TEST LAB | 3J2 | 10 | HOLD - INSPECTION PENDING | 1 | FPFTSN
GMM-B4787 | PICKUP FEEDTHROUGH | ~ | 322 | L2PRD | TEST LAB | 3J2 | 10 | HOLD - INSPECTION PENDING | 1 | FPFTSN
GMM-B4787 | PICKUP FEEDTHROUGH |  | 325 | L2PRD | TEST LAB | 6G | 7 | REJECTED | 1 | FPFTSN
GMM-B4787 | PICKUP FEEDTHROUGH | ~ | 342 | L2PRD | TEST LAB | 3J2 | 10 | HOLD - INSPECTION PENDING | 1 | FPFTSN
GMM-B4787 | PICKUP FEEDTHROUGH | ~ | 343 | L2PRD | TEST LAB | 3J2 | 10 | HOLD - INSPECTION PENDING | 1 | FPFTSN
GMM-B4787 | PICKUP FEEDTHROUGH | ~ | 344 | L2PRD | TEST LAB | 3J2 | 10 | HOLD - INSPECTION PENDING | 1 | FPFTSN
GMM-B4787 | PICKUP FEEDTHROUGH | ~ | 347 | L2PRD | TEST LAB | 3J2 | 10 | HOLD - INSPECTION PENDING | 1 | FPFTSN
GMM-B4787 | PICKUP FEEDTHROUGH | ~ | 396 | L2PRD | TEST LAB | 3J2 | 10 | HOLD - INSPECTION PENDING | 1 | FPFTSN
GMM-B4787 | PICKUP FEEDTHROUGH | ~ | 402 | L2PRD | TEST LAB | 3J2 | 10 | HOLD - INSPECTION PENDING | 1 | FPFTSN
GP1-L | GP1L ACCELEROMETER | ~ | 2747 | L2PRD | TEST LAB | 2 | 2 | NO INSPECTION REQUIRED | 1
HDC-014-100-2A SP | HARMONIC DRIVE | ~ | 310830 | SNSPPU | TEST LAB | 2A | 10 | HOLD - INSPECTION PENDING | 1 | HMDRSN
HDC-014-100-2A SP | HARMONIC DRIVE | ~ | 310832 | SNSPPU | TEST LAB | 2A | 10 | HOLD - INSPECTION PENDING | 1 | HMDRSN
HDC-014-100-2A SP | HARMONIC DRIVE | ~ | 310833 | SNSPPU | TEST LAB | 2A | 10 | HOLD - INSPECTION PENDING | 1 | HMDRSN
HDC-014-100-2A SP | HARMONIC DRIVE | ~ | 310834 | SNSPPU | TEST LAB | 2A | 10 | HOLD - INSPECTION PENDING | 1 | HMDRSN
HDC-014-100-2A SP | HARMONIC DRIVE | ~ | 310835 | SNSPPU | TEST LAB | 2A | 10 | HOLD - INSPECTION PENDING | 1 | HMDRSN
HDC-014-100-2A SP | HARMONIC DRIVE | ~ | 310836 | SNSPPU | TEST LAB | 2A | 10 | HOLD - INSPECTION PENDING | 1 | HMDRSN
HDC-014-100-2A SP | HARMONIC DRIVE | ~ | 310837 | SNSPPU | TEST LAB | 2A | 10 | HOLD - INSPECTION PENDING | 1 | HMDRSN
HDC-014-100-2A SP | HARMONIC DRIVE | ~ | 310838 | SNSPPU | TEST LAB | 2A | 10 | HOLD - INSPECTION PENDING | 1 | HMDRSN
HDC-014-100-2A SP | HARMONIC DRIVE | ~ | 310839 | SNSPPU | TEST LAB | 2A | 10 | HOLD - INSPECTION PENDING | 1 | HMDRSN
HDC-014-100-2A SP | HARMONIC DRIVE | ~ | 310840 | SNSPPU | TEST LAB | 2A | 10 | HOLD - INSPECTION PENDING | 1 | HMDRSN
HDC-014-100-2A SP | HARMONIC DRIVE | ~ | 310841 | SNSPPU | TEST LAB | 2A | 10 | HOLD - INSPECTION PENDING | 1 | HMDRSN
HDC-014-100-2A SP | HARMONIC DRIVE | ~ | 310842 | SNSPPU | TEST LAB | 2A | 10 | HOLD - INSPECTION PENDING | 1 | HMDRSN
HDC-014-100-2A SP | HARMONIC DRIVE | ~ | 310843 | SNSPPU | TEST LAB | 2A | 10 | HOLD - INSPECTION PENDING | 1 | HMDRSN
HDC-014-100-2A SP | HARMONIC DRIVE | ~ | 310844 | SNSPPU | TEST LAB | 2A | 10 | HOLD - INSPECTION PENDING | 1 | HMDRSN
HDC-014-100-2A SP | HARMONIC DRIVE | ~ | 310845 | SNSPPU | TEST LAB | 2A | 10 | HOLD - INSPECTION PENDING | 1 | HMDRSN
HDC-014-100-2A SP | HARMONIC DRIVE | ~ | 310846 | SNSPPU | TEST LAB | 2A | 10 | HOLD - INSPECTION PENDING | 1 | HMDRSN
HDC-014-100-2A SP | HARMONIC DRIVE | ~ | 310847 | SNSPPU | TEST LAB | 2A | 10 | HOLD - INSPECTION PENDING | 1 | HMDRSN
HDC-014-100-2A SP | HARMONIC DRIVE | ~ | 310848 | SNSPPU | TEST LAB | 2A | 10 | HOLD - INSPECTION PENDING | 1 | HMDRSN
HDC-014-100-2A SP | HARMONIC DRIVE | ~ | 310849 | SNSPPU | TEST LAB | 2A | 10 | HOLD - INSPECTION PENDING | 1 | HMDRSN
HDC-014-100-2A SP | HARMONIC DRIVE | ~ | 310850 | SNSPPU | TEST LAB | 2A | 10 | HOLD - INSPECTION PENDING | 1 | HMDRSN
HDC-014-100-2A SP | HARMONIC DRIVE | ~ | 310851 | SNSPPU | TEST LAB | 2A | 10 | HOLD - INSPECTION PENDING | 1 | HMDRSN
HDC-014-100-2A SP | HARMONIC DRIVE | ~ | 310852 | SNSPPU | TEST LAB | 2A | 10 | HOLD - INSPECTION PENDING | 1 | HMDRSN
HDC-014-100-2A SP | HARMONIC DRIVE | ~ | 310853 | SNSPPU | TEST LAB | 2A | 10 | HOLD - INSPECTION PENDING | 1 | HMDRSN
HDC-014-100-2A SP | HARMONIC DRIVE | ~ | 310854 | SNSPPU | TEST LAB | 2A | 10 | HOLD - INSPECTION PENDING | 1 | HMDRSN
HDC-014-100-2A SP | HARMONIC DRIVE | ~ | 310855 | SNSPPU | TEST LAB | 2A | 10 | HOLD - INSPECTION PENDING | 1 | HMDRSN
HDC-014-100-2A SP | HARMONIC DRIVE | ~ | 310856 | SNSPPU | TEST LAB | 2A | 10 | HOLD - INSPECTION PENDING | 1 | HMDRSN
HDC-014-100-2A SP | HARMONIC DRIVE | ~ | 310857 | SNSPPU | TEST LAB | 2A | 10 | HOLD - INSPECTION PENDING | 1 | HMDRSN
HDC-014-100-2A SP | HARMONIC DRIVE | ~ | 310858 | SNSPPU | TEST LAB | 2A | 10 | HOLD - INSPECTION PENDING | 1 | HMDRSN
HDC-014-100-2A SP | HARMONIC DRIVE | ~ | 310859 | SNSPPU | TEST LAB | 2A | 10 | HOLD - INSPECTION PENDING | 1 | HMDRSN
HK15097 | THERMOFOIL HEATER - 100 WATT KAPTON INSULATION |  |  | C100 | TEST LAB | 2 | 2 | NO INSPECTION REQUIRED | 17
HK234573 | MINCO HK HEATER CUSTOM WIRE LEADS |  |  | SNSPPU | TEST LAB | 1I | 2 | NO INSPECTION REQUIRED | 33
HK5279R36.1L12B | FILM HEATER 36.1 OHMS .75 X 4.0 |  |  | TORUS | TEST LAB | 8R | 2 | NO INSPECTION REQUIRED | 31
HVR3700002703FR500 | 270K OHM RESISTOR | ~ |  | L2PRD | TEST LAB | 2K | 2 | NO INSPECTION REQUIRED | 40
ISO 4018 - M8 X 40 | M8 - 1.0 X 40MM CUNISI |  |  | L2PRD | TEST LAB | 2G | 2 | NO INSPECTION REQUIRED | 146
ISO-320-DCP | CLAMP, ISO DOUBLE CLAW |  |  | L2PRD | TEST LAB | 3J | 2 | NO INSPECTION REQUIRED | 54
J-8505-3 | AWG 26 WIRE | C |  | SNSPPU | TEST LAB | 3G | 2 | NO INSPECTION REQUIRED | 4
JL0000076 | SPX INNER MAG SHIELD ASSY |  |  | SPX0 | TEST LAB | 3K | 2 | NO INSPECTION REQUIRED | 3
JL0001010 | BELLOWS ASSEMBLY |  | 2 | SPX0 | TEST LAB | 1F2 | 2 | NO INSPECTION REQUIRED | 1
JL0001283 | FULCRUM BAR |  |  | QCM | TEST LAB | HIGH BAY | 2 | NO INSPECTION REQUIRED | 2
JL0001609 | CAVITY TO CAVITY BELLOWS |  | 1 | SPX0 | TEST LAB | 1F2 | 2 | NO INSPECTION REQUIRED | 1
JL0001609 | CAVITY TO CAVITY BELLOWS |  | 2 | SPX0 | TEST LAB | MACHINE SHOP | 2 | NO INSPECTION REQUIRED | 1
JL0019317 | WELDMENT - FLANGE CAVITY END |  | 002P | L2PRD | TEST LAB | 1G | 2 | NO INSPECTION REQUIRED | 1
JL0019317 | WELDMENT - FLANGE CAVITY END |  | 003P | L2PRD | TEST LAB | 2K | 2 | NO INSPECTION REQUIRED | 1
JL0019317 | WELDMENT - FLANGE CAVITY END |  | 117 | L2PRD | TEST LAB | 1B2 | 2 | NO INSPECTION REQUIRED | 1
JL0019317 | WELDMENT - FLANGE CAVITY END |  | 118 | L2PRD | TEST LAB | 1B2 | 2 | NO INSPECTION REQUIRED | 1
JL0019317 | WELDMENT - FLANGE CAVITY END |  | PCM-002 | L2PRO | TEST LAB | KIT RACK | 2 | NO INSPECTION REQUIRED | 1
JL0019317 | WELDMENT - FLANGE CAVITY END |  |  | L2PRO | TEST LAB | 1B2 | 2 | NO INSPECTION REQUIRED | 4
JL0024622 | C50 HOM LOAD | C | HOML1000 | C75 | TEST LAB | RM 1012 - CMM / RF TUNING | 10 | HOLD - INSPECTION PENDING | 1 | HOMLSN
JL0024622 | C50 HOM LOAD | C | HOML1001 | C75 | TEST LAB | RM 1012 - CMM / RF TUNING | 10 | HOLD - INSPECTION PENDING | 1 | HOMLSN
JL0024622 | C50 HOM LOAD | C | HOML1002 | C75 | TEST LAB | RM 1012 - CMM / RF TUNING | 10 | HOLD - INSPECTION PENDING | 1 | HOMLSN
JL0024622 | C50 HOM LOAD | C | HOML1003 | C75 | TEST LAB | RM 1012 - CMM / RF TUNING | 10 | HOLD - INSPECTION PENDING | 1 | HOMLSN
JL0024622 | C50 HOM LOAD | C | HOML1004 | C75 | TEST LAB | RM 1012 - CMM / RF TUNING | 10 | HOLD - INSPECTION PENDING | 1 | HOMLSN
JL0024622 | C50 HOM LOAD | C | HOML1005 | C75 | TEST LAB | RM 1012 - CMM / RF TUNING | 10 | HOLD - INSPECTION PENDING | 1 | HOMLSN
JL0024622 | C50 HOM LOAD | C | HOML1006 | C75 | TEST LAB | RM 1012 - CMM / RF TUNING | 10 | HOLD - INSPECTION PENDING | 1 | HOMLSN
JL0024622 | C50 HOM LOAD | C | HOML1007 | C75 | TEST LAB | RM 1012 - CMM / RF TUNING | 10 | HOLD - INSPECTION PENDING | 1 | HOMLSN
JL0028411 | SHROUD BRACKET |  |  | QCM | TEST LAB | 1F2 | 2 | NO INSPECTION REQUIRED | 4
JL0028490 | SHROUD WELDMENT RETURN SIDE |  |  | QCM | TEST LAB | 1F2 | 2 | NO INSPECTION REQUIRED | 1
JL0028491 | SHROUD WELDMENT SUPPLY SIDE |  |  | QCM | TEST LAB | 1F2 | 2 | NO INSPECTION REQUIRED | 1
JL0035155 | CRYOMODULE SPECIAL TEE |  |  | L2PRD | TEST LAB | 3I | 2 | NO INSPECTION REQUIRED | 2
JL0038878 | NORTH LINAC PEDESTAL PUMP CANTILEVER ASSY |  |  | C100 | TEST LAB | 5 | 2 | NO INSPECTION REQUIRED | 2
JL0042360 | CAVITY MAGETIC SHIELD END PANEL |  |  | C75 | TEST LAB | 4B | 2 | NO INSPECTION REQUIRED | 8
JL0042362 | CAVITY MAGETIC SHIELD END PANEL 2 |  |  | C75 | TEST LAB | 4B | 2 | NO INSPECTION REQUIRED | 8
JL0042363 | CAVITY MAGETIC SHIELD END PANEL 3 |  |  | C75 | TEST LAB | 4B | 2 | NO INSPECTION REQUIRED | 8
JL0042366 | CAVITY MAGETIC SHIELD END PANEL 4 |  |  | C75 | TEST LAB | 4B | 2 | NO INSPECTION REQUIRED | 8
JL0042371 | CAVITY MAGETIC SHIELD END PANEL 1 |  |  | C75 | TEST LAB | 4B | 2 | NO INSPECTION REQUIRED | 8
JL0042378 | CAVITY MAGETIC SHIELD END PANEL 2 |  |  | C75 | TEST LAB | 4B | 2 | NO INSPECTION REQUIRED | 8
JL0042398 | MU TUNER SHIELD ASSEMBLY | B | 9 | C75 | TEST LAB | HIGH BAY | 2 | NO INSPECTION REQUIRED | 1 | IMAGSN
JL0042398 | MU TUNER SHIELD ASSEMBLY | B | 10 | C75 | TEST LAB | HIGH BAY | 2 | NO INSPECTION REQUIRED | 1 | IMAGSN
JL0042398 | MU TUNER SHIELD ASSEMBLY | B | 11 | C75 | TEST LAB | RM 2131 - FLOOR | 2 | NO INSPECTION REQUIRED | 1 | IMAGSN
JL0042398 | MU TUNER SHIELD ASSEMBLY | B | 12 | C75 | TEST LAB | RM 2131 - FLOOR | 2 | NO INSPECTION REQUIRED | 1 | IMAGSN
JL0042398 | MU TUNER SHIELD ASSEMBLY | B | 13 | C75 | TEST LAB | RM 2131 - FLOOR | 2 | NO INSPECTION REQUIRED | 1 | IMAGSN
JL0042398 | MU TUNER SHIELD ASSEMBLY | B | 14 | C75 | TEST LAB | RM 2131 - FLOOR | 2 | NO INSPECTION REQUIRED | 1 | IMAGSN
JL0042398 | MU TUNER SHIELD ASSEMBLY | B | 15 | C75 | TEST LAB | RM 2131 - FLOOR | 2 | NO INSPECTION REQUIRED | 1 | IMAGSN
JL0042398 | MU TUNER SHIELD ASSEMBLY | B | 16 | C75 | TEST LAB | HIGH BAY | 2 | NO INSPECTION REQUIRED | 1 | IMAGSN
JL0042398 | MU TUNER SHIELD ASSEMBLY | B | 17 | C75 | TEST LAB | HIGH BAY | 2 | NO INSPECTION REQUIRED | 1 | IMAGSN
JL0042398 | MU TUNER SHIELD ASSEMBLY |  |  | C50R | TEST LAB | PALLET | 2 | NO INSPECTION REQUIRED | 8 | IMAGSN
JL0049298 | PUMP OUT FLANGE ASSEMBLY |  | 1 | L2PRD | TEST LAB | 3J2 | 2 | NO INSPECTION REQUIRED | 1
JL0049298 | PUMP OUT FLANGE ASSEMBLY |  | 2 | L2PRD | TEST LAB | 3J2 | 2 | NO INSPECTION REQUIRED | 1
JL0049298 | PUMP OUT FLANGE ASSEMBLY |  | 3 | L2PRD | TEST LAB | 3J2 | 2 | NO INSPECTION REQUIRED | 1
JL0049298 | PUMP OUT FLANGE ASSEMBLY |  | 4 | L2PRD | TEST LAB | 3J2 | 2 | NO INSPECTION REQUIRED | 1
JL0049298 | PUMP OUT FLANGE ASSEMBLY |  | 5 | L2PRD | TEST LAB | 3J2 | 2 | NO INSPECTION REQUIRED | 1
JL0049298 | PUMP OUT FLANGE ASSEMBLY |  | 6 | L2PRD | TEST LAB | 3J2 | 2 | NO INSPECTION REQUIRED | 1
JL0064930 | WAVEGUIDE VACUUM MANIFOLD SUPPORT ARM ASSEMBLY | ~ |  | C75 | TEST LAB | 5 | 2 | NO INSPECTION REQUIRED | 16
JL0070606 | C100 REPLACEMENT HOM FEED THRU |  | 1000 | C100R | TEST LAB | 2J | 10 | HOLD - INSPECTION PENDING | 1 | HMFTSN
JL0070606 | C100 REPLACEMENT HOM FEED THRU |  | 1001 | C100R | TEST LAB | 2J | 10 | HOLD - INSPECTION PENDING | 1 | HMFTSN
JL0070606 | C100 REPLACEMENT HOM FEED THRU |  | 1002 | C100R | TEST LAB | 2J | 10 | HOLD - INSPECTION PENDING | 1 | HMFTSN
JL0070606 | C100 REPLACEMENT HOM FEED THRU |  | 1003 | C100R | TEST LAB | 2J | 10 | HOLD - INSPECTION PENDING | 1 | HMFTSN
JL0070606 | C100 REPLACEMENT HOM FEED THRU |  | 1004 | C100R | TEST LAB | 2J | 10 | HOLD - INSPECTION PENDING | 1 | HMFTSN
JL0070606 | C100 REPLACEMENT HOM FEED THRU |  | 1005 | C100R | TEST LAB | 2J | 10 | HOLD - INSPECTION PENDING | 1 | HMFTSN
JL0070606 | C100 REPLACEMENT HOM FEED THRU |  | 1006 | C100R | TEST LAB | 2J | 10 | HOLD - INSPECTION PENDING | 1 | HMFTSN
JL0070606 | C100 REPLACEMENT HOM FEED THRU |  | 1007 | C100R | TEST LAB | 2J | 10 | HOLD - INSPECTION PENDING | 1 | HMFTSN
JL0070606 | C100 REPLACEMENT HOM FEED THRU |  | 1008 | C100R | TEST LAB | 2J | 10 | HOLD - INSPECTION PENDING | 1 | HMFTSN
JL0070606 | C100 REPLACEMENT HOM FEED THRU |  | 1009 | C100R | TEST LAB | 2J | 10 | HOLD - INSPECTION PENDING | 1 | HMFTSN
JL0070606 | C100 REPLACEMENT HOM FEED THRU |  | 1010 | C100R | TEST LAB | 2J | 10 | HOLD - INSPECTION PENDING | 1 | HMFTSN
JL0070606 | C100 REPLACEMENT HOM FEED THRU |  | 1011 | C100R | TEST LAB | 2J | 10 | HOLD - INSPECTION PENDING | 1 | HMFTSN
JL0070606 | C100 REPLACEMENT HOM FEED THRU |  | 1012 | C100R | TEST LAB | 2J | 10 | HOLD - INSPECTION PENDING | 1 | HMFTSN
JL0070606 | C100 REPLACEMENT HOM FEED THRU |  | 1013 | C100R | TEST LAB | 2J | 10 | HOLD - INSPECTION PENDING | 1 | HMFTSN
JL0070606 | C100 REPLACEMENT HOM FEED THRU |  | 1014 | C100R | TEST LAB | 2J | 10 | HOLD - INSPECTION PENDING | 1 | HMFTSN
JL0070606 | C100 REPLACEMENT HOM FEED THRU |  | 1015 | C100R | TEST LAB | 2J | 10 | HOLD - INSPECTION PENDING | 1 | HMFTSN
JL0070606 | C100 REPLACEMENT HOM FEED THRU |  | 1017 | C100R | TEST LAB | 2J | 10 | HOLD - INSPECTION PENDING | 1 | HMFTSN
JL0070606 | C100 REPLACEMENT HOM FEED THRU |  | 1018 | C100R | TEST LAB | 2J | 10 | HOLD - INSPECTION PENDING | 1 | HMFTSN
JL0070606 | C100 REPLACEMENT HOM FEED THRU |  | 1019 | C100R | TEST LAB | 2J | 10 | HOLD - INSPECTION PENDING | 1 | HMFTSN
JL0070606 | C100 REPLACEMENT HOM FEED THRU |  | 1020 | C100R | TEST LAB | 2J | 10 | HOLD - INSPECTION PENDING | 1 | HMFTSN
JL0070606 | C100 REPLACEMENT HOM FEED THRU |  | 1021 | C100R | TEST LAB | 2J | 10 | HOLD - INSPECTION PENDING | 1 | HMFTSN
JL0070606 | C100 REPLACEMENT HOM FEED THRU |  | 1022 | C100R | TEST LAB | 2J | 10 | HOLD - INSPECTION PENDING | 1 | HMFTSN
JL0070606 | C100 REPLACEMENT HOM FEED THRU |  | 1023 | C100R | TEST LAB | 2J | 10 | HOLD - INSPECTION PENDING | 1 | HMFTSN
JL0070606 | C100 REPLACEMENT HOM FEED THRU |  | 1024 | C100R | TEST LAB | 2J | 10 | HOLD - INSPECTION PENDING | 1 | HMFTSN
JL0086009 | HOMS H EXTERNAL PIPE | ~ | 1 | AUP | TEST LAB | 1F2 | 10 | HOLD - INSPECTION PENDING | 1 | EXPIPESN
JL0086009 | HOMS H EXTERNAL PIPE | ~ | 2 | AUP | TEST LAB | 1F2 | 10 | HOLD - INSPECTION PENDING | 1 | EXPIPESN
JL0086009 | HOMS H EXTERNAL PIPE | ~ | 3 | AUP | TEST LAB | 1F2 | 10 | HOLD - INSPECTION PENDING | 1 | EXPIPESN
JL0086010 | NIOBIUM CAN LID | - | 1 | AUP | TEST LAB | 1F2 | 10 | HOLD - INSPECTION PENDING | 1 | NCLIDSN
JL0086010 | NIOBIUM CAN LID | - | 2 | AUP | TEST LAB | 1F2 | 10 | HOLD - INSPECTION PENDING | 1 | NCLIDSN
JL0086010 | NIOBIUM CAN LID | - | 3 | AUP | TEST LAB | 1F2 | 10 | HOLD - INSPECTION PENDING | 1 | NCLIDSN
JL0086025 | DN 100 HOM DAMPER HHOM FLANGE | B | 1 | SRFOPS | TEST LAB | 1F2 | 2 | NO INSPECTION REQUIRED | 1
JL0086025 | DN 100 HOM DAMPER HHOM FLANGE | B | 2 | SRFOPS | TEST LAB | 1F2 | 2 | NO INSPECTION REQUIRED | 1
JL0086025 | DN 100 HOM DAMPER HHOM FLANGE | B | 3 | SRFOPS | TEST LAB | 1F2 | 2 | NO INSPECTION REQUIRED | 1
JL0088271 | HORIZONTAL HOM DAMPER OUTER CAN LID | A | 1 | AUP | TEST LAB | 1G | 2 | NO INSPECTION REQUIRED | 1 | OCLIDSN
JL0088271 | HORIZONTAL HOM DAMPER OUTER CAN LID | A | 2 | AUP | TEST LAB | 1G | 2 | NO INSPECTION REQUIRED | 1 | OCLIDSN
JL0088271 | HORIZONTAL HOM DAMPER OUTER CAN LID | A | 3 | AUP | TEST LAB | 1G | 2 | NO INSPECTION REQUIRED | 1 | OCLIDSN
JL0089755 | HORIZONTAL HOM DAMPER H-HOM FEEDTHROUGH 25 OHM RD | ~ | 1 | SRFOPS | TEST LAB | 1F2 | 10 | HOLD - INSPECTION PENDING | 1 | FTHMRDSN
JL0089755 | HORIZONTAL HOM DAMPER H-HOM FEEDTHROUGH 25 OHM RD | ~ | 2 | SRFOPS | TEST LAB | 1F2 | 10 | HOLD - INSPECTION PENDING | 1 | FTHMRDSN
JL0089755 | HORIZONTAL HOM DAMPER H-HOM FEEDTHROUGH 25 OHM RD | ~ | 3 | SRFOPS | TEST LAB | 1F2 | 10 | HOLD - INSPECTION PENDING | 1 | FTHMRDSN
JL0089755 | HORIZONTAL HOM DAMPER H-HOM FEEDTHROUGH 25 OHM RD | ~ | 4 | SRFOPS | TEST LAB | 1F2 | 10 | HOLD - INSPECTION PENDING | 1 | FTHMRDSN
JL0089757 | HOM FT 25 OHM PINCE | ~ | 1 | AUP | TEST LAB | 1F2 | 10 | HOLD - INSPECTION PENDING | 1 | FTPCSN
JL0089757 | HOM FT 25 OHM PINCE | ~ | 2 | AUP | TEST LAB | 1F2 | 10 | HOLD - INSPECTION PENDING | 1 | FTPCSN
JL0089757 | HOM FT 25 OHM PINCE | ~ | 3 | AUP | TEST LAB | 1F2 | 10 | HOLD - INSPECTION PENDING | 1 | FTPCSN
JL0089760 | HORIZONTAL HOM DAMPER DN40 FLANGE | ~ | 3 | SRFOPS | TEST LAB | 1F2 | 10 | HOLD - INSPECTION PENDING | 1 | DN40FSN
JL0089760 | HORIZONTAL HOM DAMPER DN40 FLANGE | ~ | 4 | SRFOPS | TEST LAB | 1F2 | 10 | HOLD - INSPECTION PENDING | 1 | DN40FSN
JL0089760 | HORIZONTAL HOM DAMPER DN40 FLANGE | ~ | 5 | SRFOPS | TEST LAB | 1F2 | 10 | HOLD - INSPECTION PENDING | 1 | DN40FSN
JL0089760 | HORIZONTAL HOM DAMPER DN40 FLANGE | ~ | 6 | SRFOPS | TEST LAB | 1F2 | 10 | HOLD - INSPECTION PENDING | 1 | DN40FSN
JL0089760 | HORIZONTAL HOM DAMPER DN40 FLANGE | ~ | 7 | SRFOPS | TEST LAB | 1F2 | 10 | HOLD - INSPECTION PENDING | 1 | DN40FSN
JL0089760 | HORIZONTAL HOM DAMPER DN40 FLANGE | ~ | 8 | SRFOPS | TEST LAB | 1F2 | 10 | HOLD - INSPECTION PENDING | 1 | DN40FSN
JL0089760 | HORIZONTAL HOM DAMPER DN40 FLANGE | ~ | 9 | SRFOPS | TEST LAB | 1F2 | 10 | HOLD - INSPECTION PENDING | 1 | DN40FSN
JL0089760 | HORIZONTAL HOM DAMPER DN40 FLANGE | ~ | 10 | SRFOPS | TEST LAB | 1F2 | 10 | HOLD - INSPECTION PENDING | 1 | DN40FSN
JL0089760 | HORIZONTAL HOM DAMPER DN40 FLANGE | ~ | 11 | SRFOPS | TEST LAB | 1F2 | 10 | HOLD - INSPECTION PENDING | 1 | DN40FSN
JL0089760 | HORIZONTAL HOM DAMPER DN40 FLANGE | ~ | 12 | SRFOPS | TEST LAB | 1F2 | 10 | HOLD - INSPECTION PENDING | 1 | DN40FSN
JL0089865 | HORIZONTAL HOM DAMPER COPPER RING | ~ | 3 | AUP | TEST LAB | 1F2 | 10 | HOLD - INSPECTION PENDING | 1 | CURINGSN
JL0089865 | HORIZONTAL HOM DAMPER COPPER RING | ~ | 4 | AUP | TEST LAB | 1F2 | 10 | HOLD - INSPECTION PENDING | 1 | CURINGSN
JL0089865 | HORIZONTAL HOM DAMPER COPPER RING | ~ | 5 | AUP | TEST LAB | 1F2 | 10 | HOLD - INSPECTION PENDING | 1 | CURINGSN
JL0089865 | HORIZONTAL HOM DAMPER COPPER RING | ~ | 6 | AUP | TEST LAB | 1F2 | 10 | HOLD - INSPECTION PENDING | 1 | CURINGSN
JL0089865 | HORIZONTAL HOM DAMPER COPPER RING | ~ | 7 | AUP | TEST LAB | 1F2 | 10 | HOLD - INSPECTION PENDING | 1 | CURINGSN
JL0089865 | HORIZONTAL HOM DAMPER COPPER RING | ~ | 8 | AUP | TEST LAB | 1F2 | 10 | HOLD - INSPECTION PENDING | 1 | CURINGSN
JL0089865 | HORIZONTAL HOM DAMPER COPPER RING | ~ | 9 | AUP | TEST LAB | 1F2 | 10 | HOLD - INSPECTION PENDING | 1 | CURINGSN
JL0089865 | HORIZONTAL HOM DAMPER COPPER RING | ~ | 10 | AUP | TEST LAB | 1F2 | 10 | HOLD - INSPECTION PENDING | 1 | CURINGSN
JL0089865 | HORIZONTAL HOM DAMPER COPPER RING | ~ | 11 | AUP | TEST LAB | 1F2 | 10 | HOLD - INSPECTION PENDING | 1 | CURINGSN
JL0089865 | HORIZONTAL HOM DAMPER COPPER RING | ~ | 12 | AUP | TEST LAB | 1F2 | 10 | HOLD - INSPECTION PENDING | 1 | CURINGSN
JL0089865 | HORIZONTAL HOM DAMPER COPPER RING | ~ | 13 | AUP | TEST LAB | 1F2 | 10 | HOLD - INSPECTION PENDING | 1 | CURINGSN
JL0090118 | VERTICAL HOM COUPLER FEEDTHRU 25 OHM ROD | ~ | 1 | SRFOPS | TEST LAB | 1F2 | 10 | HOLD - INSPECTION PENDING | 1 | FTRODSN
JL0090118 | VERTICAL HOM COUPLER FEEDTHRU 25 OHM ROD | ~ | 2 | SRFOPS | TEST LAB | 1F2 | 10 | HOLD - INSPECTION PENDING | 1 | FTRODSN
JL0090118 | VERTICAL HOM COUPLER FEEDTHRU 25 OHM ROD | ~ | 3 | SRFOPS | TEST LAB | 1F2 | 10 | HOLD - INSPECTION PENDING | 1 | FTRODSN
JL0090118 | VERTICAL HOM COUPLER FEEDTHRU 25 OHM ROD | ~ | 4 | SRFOPS | TEST LAB | 1F2 | 10 | HOLD - INSPECTION PENDING | 1 | FTRODSN
JL0090118 | VERTICAL HOM COUPLER FEEDTHRU 25 OHM ROD | ~ | 5 | SRFOPS | TEST LAB | 1F2 | 10 | HOLD - INSPECTION PENDING | 1 | FTRODSN
JL0090118 | VERTICAL HOM COUPLER FEEDTHRU 25 OHM ROD | ~ | 6 | SRFOPS | TEST LAB | 1F2 | 10 | HOLD - INSPECTION PENDING | 1 | FTRODSN
JL0090118 | VERTICAL HOM COUPLER FEEDTHRU 25 OHM ROD | ~ | 7 | SRFOPS | TEST LAB | 1F2 | 10 | HOLD - INSPECTION PENDING | 1 | FTRODSN
JL0090118 | VERTICAL HOM COUPLER FEEDTHRU 25 OHM ROD | ~ | 8 | SRFOPS | TEST LAB | 1F2 | 10 | HOLD - INSPECTION PENDING | 1 | FTRODSN
JL0090118 | VERTICAL HOM COUPLER FEEDTHRU 25 OHM ROD | ~ | 9 | SRFOPS | TEST LAB | 1F2 | 10 | HOLD - INSPECTION PENDING | 1 | FTRODSN
JL0090118 | VERTICAL HOM COUPLER FEEDTHRU 25 OHM ROD | ~ | 10 | SRFOPS | TEST LAB | 1F2 | 10 | HOLD - INSPECTION PENDING | 1 | FTRODSN
JL0090118 | VERTICAL HOM COUPLER FEEDTHRU 25 OHM ROD | ~ | 11 | SRFOPS | TEST LAB | 1F2 | 10 | HOLD - INSPECTION PENDING | 1 | FTRODSN
JL0090122 | V-HOM COUPLER 25 OHM HOOK | - | 1 | AUP | TEST LAB | 1F2 | 10 | HOLD - INSPECTION PENDING | 1 | VH25HSN
JL0090122 | V-HOM COUPLER 25 OHM HOOK | - | 2 | AUP | TEST LAB | 1F2 | 10 | HOLD - INSPECTION PENDING | 1 | VH25HSN
JL0090122 | V-HOM COUPLER 25 OHM HOOK | - | 3 | AUP | TEST LAB | 1F2 | 10 | HOLD - INSPECTION PENDING | 1 | VH25HSN
JL0090341 | FIELD ANTENNA 25OHM HOOK | ~ | 1 | AUP | TEST LAB | RM 1012 - CMM / RF TUNING | 10 | HOLD - INSPECTION PENDING | 1 | FA25HSN
JL0090341 | FIELD ANTENNA 25OHM HOOK | ~ | 2 | AUP | TEST LAB | RM 1012 - CMM / RF TUNING | 10 | HOLD - INSPECTION PENDING | 1 | FA25HSN
JL0090341 | FIELD ANTENNA 25OHM HOOK | ~ | 3 | AUP | TEST LAB | RM 1012 - CMM / RF TUNING | 10 | HOLD - INSPECTION PENDING | 1 | FA25HSN
JL0090344 | FEEDTHROUGH PINCE CABLE 25 OHM | ~ | 1 | AUP | TEST LAB | 1F2 | 10 | HOLD - INSPECTION PENDING | 1 | FTPCSN
JL0090344 | FEEDTHROUGH PINCE CABLE 25 OHM | ~ | 2 | AUP | TEST LAB | 1F2 | 10 | HOLD - INSPECTION PENDING | 1 | FTPCSN
JL0090344 | FEEDTHROUGH PINCE CABLE 25 OHM | ~ | 3 | AUP | TEST LAB | 1F2 | 10 | HOLD - INSPECTION PENDING | 1 | FTPCSN
JL0090344 | FEEDTHROUGH PINCE CABLE 25 OHM | ~ | 4 | AUP | TEST LAB | 1F2 | 10 | HOLD - INSPECTION PENDING | 1 | FTPCSN
JL0093448 | INSTRUMENTATION PORT | - |  | SNSPPU | TEST LAB | 5B | 2 | NO INSPECTION REQUIRED | 1
JL0093459 | MDC 812003 MOD | - |  | SNSPPU | TEST LAB | 5B | 2 | NO INSPECTION REQUIRED | 1
JL0096568 | OFFSET SINGLE WAVEGUIDE SUPPORT | ~ |  | SRFOPS | TEST LAB | 1D3 | 2 | NO INSPECTION REQUIRED | 1
KMTSS-125G-12 | SNS PPU THERMOCOUPLES | ~ |  | SNSPPU | TEST LAB | 1L | 2 | NO INSPECTION REQUIRED | 30
KT12534 | 6 PIN CIRCULAR FEED THRU | ~ |  | SRFOPS | TEST LAB | 1 | 10 | HOLD - INSPECTION PENDING | 9 | FT06PSN
KT12534 | 6 PIN CIRCULAR FEED THRU |  |  | F100 | TEST LAB | 1F2 | 10 | HOLD - INSPECTION PENDING | 10 | FT06PSN
KT23571CA | 10 PIN FEEDTHRU ASSY ON 2.75 FLANGE W/ PLUGS |  | 10 | C100 | TEST LAB | 1J | 3 | PASSED INSPECTION | 1 | FT10PSN
KT23571CA | 10 PIN FEEDTHRU ASSY ON 2.75 FLANGE W/ PLUGS |  | 11 | C100 | TEST LAB | 1J | 3 | PASSED INSPECTION | 1 | FT10PSN
KT25618 | OCTAL CONNECTOR .032 DIA MOLYBDENUM KEYED 8 PIN |  |  | SRFOPS | TEST LAB | 3 | 2 | NO INSPECTION REQUIRED | 22 | FT08PSN
M16-L-A4/B8M | SEGMENTED SCREW CLAMPS |  |  | L2PRD | TEST LAB | 3G | 2 | NO INSPECTION REQUIRED | 16
M23052/7-217-C | 1-IN MYLAR HS CLEAR POLYETHYLENE |  |  | L2PRD | TEST LAB | 7A | 2 | NO INSPECTION REQUIRED | 136
M28-525-08-H-A | CABLE ISOLATOR ASSEMBLY |  |  | L2PRO | TEST LAB | RM 2131 - FLOOR | 2 | NO INSPECTION REQUIRED | 76
M4 - 0.7 X 20MM SHCS ROLD 316L | M4 - 0.7 X 20MM SHCS ROLLED TRHEAD 316L |  |  | L2PRO | TEST LAB | 1C | 2 | NO INSPECTION REQUIRED | 50
M4 - 0.7 X 21MM SHCS 316L EP | M4 - 0.7 X 21MM SHCS 316L ELECTRO POLISHED |  |  | L2PRO | TEST LAB | 1J2 | 2 | NO INSPECTION REQUIRED | 1074
M4 BRASS | M4 BRASS WASHER |  |  | L2PRO | TEST LAB | 1J2 | 2 | NO INSPECTION REQUIRED | 865
M6 - 1.0 HEX NUT SB | M6 - 1.0 HEX NUT SILICON BRONZE |  |  | L2PRO | TEST LAB | 1C | 2 | NO INSPECTION REQUIRED | 5556
M6 - 1.0 X 100MM 18.8SS | M6 - 1.0 X 100MM 18.8SS |  |  | C100 | TEST LAB | BIN 178 | 2 | NO INSPECTION REQUIRED | 10
M6 - 1.0 X 16MM FSHCS ROLD 316L | M6 - 1.0 X 16MM FLAT SHCS ROLLED 316L |  |  | L2PRO | TEST LAB | 1C | 2 | NO INSPECTION REQUIRED | 50
M6 - 1.0 X 20MM SHCS 316 SP | M6 - 1.0 X 20MM SHCS 316 SP |  |  | L2PRO | TEST LAB | 1J2 | 2 | NO INSPECTION REQUIRED | 274
M6 - 1.0 X 45MM STUD 316L EP | M6 - 1.0 X 45MM STUD 316L ELECTRO POLISHED |  |  | L2PRO | TEST LAB | 1C | 2 | NO INSPECTION REQUIRED | 200
M6-1-30MM | M6 - 1.0 X 30MM FULL THREAD STUD EP 316L |  |  | L2PRD | TEST LAB | 2J1 | 2 | NO INSPECTION REQUIRED | 688
M8 - 1.25 X 35 SHCS RLD 316L | M8 - 1.25 X 35MM SHCS ROLLED 316L |  |  | L2PRO | TEST LAB | 1C | 2 | NO INSPECTION REQUIRED | 46
M8 - 1.25 X 35 SHCS SB | M8 - 1.25 X 35MM SHCS SB |  |  | L2PRO | TEST LAB | 1C | 2 | NO INSPECTION REQUIRED | 55
M8 - 1.25 X 60 MM HHCS 316 | M8 - 1.25 X 60 MM HHCS 316 SHOULDER BOLT |  |  | C100 | TEST LAB | 1J2 | 2 | NO INSPECTION REQUIRED | 127
M8 - 1.25 X 65 STUD 316L EP | M8 - 1.25 X 65MM FULL THREAD STUD 316L EP |  |  | L2PRO | TEST LAB | 1C | 2 | NO INSPECTION REQUIRED | 59
MA423380 | MEI THERMOLAM |  |  | L2PRD | BLUE CRAB - LCLS-II | BLUECRAB FLOOR | 2 | NO INSPECTION REQUIRED | 32
MAG-F-SENSOR | MAG-F-SENSOR 0.2MT (2G) FULL SCALE |  | 1794 | L2PRD | TEST LAB | 2K | 2 | NO INSPECTION REQUIRED | 1
MAG-F-SENSOR | MAG-F-SENSOR 0.2MT (2G) FULL SCALE |  | 1795 | L2PRD | TEST LAB | 2K | 2 | NO INSPECTION REQUIRED | 1
MAG-F-SENSOR | MAG-F-SENSOR 0.2MT (2G) FULL SCALE |  | 1796 | L2PRD | TEST LAB | 2K | 2 | NO INSPECTION REQUIRED | 1
MAG-F-SENSOR | MAG-F-SENSOR 0.2MT (2G) FULL SCALE |  | 1797 | L2PRD | TEST LAB | 2K | 2 | NO INSPECTION REQUIRED | 1
MAG-F-SENSOR | MAG-F-SENSOR 0.2MT (2G) FULL SCALE |  | 1798 | L2PRD | TEST LAB | 2K | 2 | NO INSPECTION REQUIRED | 1
MAG-F-SENSOR | MAG-F-SENSOR 0.2MT (2G) FULL SCALE |  | 1847 | SRFR&D | TEST LAB | 2K | 2 | NO INSPECTION REQUIRED | 1
MAG-F-SENSOR | MAG-F-SENSOR 0.2MT (2G) FULL SCALE |  | 1849 | SRFR&D | TEST LAB | 2K | 2 | NO INSPECTION REQUIRED | 1
MAG-F-SENSOR | MAG-F-SENSOR 0.2MT (2G) FULL SCALE |  | 1852 | SRFR&D | TEST LAB | 2K | 2 | NO INSPECTION REQUIRED | 1
MAG-F-SENSOR | MAG-F-SENSOR 0.2MT (2G) FULL SCALE | ~ | 1994 | N2MLA1 | TEST LAB | 8I | 2 | NO INSPECTION REQUIRED | 1
MAG-F-SENSOR | MAG-F-SENSOR 0.2MT (2G) FULL SCALE | ~ | 1995 | N2MLA1 | TEST LAB | 8I | 2 | NO INSPECTION REQUIRED | 1
MAG-F-SENSOR | MAG-F-SENSOR 0.2MT (2G) FULL SCALE | ~ | 1996 | N2MLA1 | TEST LAB | 8I | 2 | NO INSPECTION REQUIRED | 1
MAG-F-SENSOR | MAG-F-SENSOR 0.2MT (2G) FULL SCALE | ~ | 1997 | N2MLA1 | TEST LAB | 8I | 2 | NO INSPECTION REQUIRED | 1
MAG-F-SENSOR | MAG-F-SENSOR 0.2MT (2G) FULL SCALE | ~ | 1998 | N2MLA1 | TEST LAB | 8I | 2 | NO INSPECTION REQUIRED | 1
MAG-F-SENSOR | MAG-F-SENSOR 0.2MT (2G) FULL SCALE | ~ | 1999 | N2MLA1 | TEST LAB | 8I | 2 | NO INSPECTION REQUIRED | 1
MD-145602 | RELIEF VALVE ASSEMBLY KIT |  |  | L2PRD | TEST LAB | 3H | 2 | NO INSPECTION REQUIRED | 1
MDC 110008 | 2-3/4 BLANK CF FLANGE | ~ |  | SNSPPU | TEST LAB | 1J | 2 | NO INSPECTION REQUIRED | 7
MDC 110008 | 2-3/4 BLANK CF FLANGE | ~ |  | SNSPPU | TEST LAB | 2C | 2 | NO INSPECTION REQUIRED | 1
MDC 110008 | 2-3/4 BLANK CF FLANGE |  |  | L2PRD | TEST LAB | 2J | 2 | NO INSPECTION REQUIRED | 4
MDC 110025 | 6 IN BLANK |  |  | L2PRD | TEST LAB | 10A | 2 | NO INSPECTION REQUIRED | 13
MDC 110025 | 6 IN BLANK |  |  | L2PRD | TEST LAB | 2B | 2 | NO INSPECTION REQUIRED | 3
MDC 110030 | 8 IN BLANK | ~ |  | SNSPPU | TEST LAB | 2C | 2 | NO INSPECTION REQUIRED | 1
MDC 150008 | ZERO LENGTH REDUCER 4.50 X 2.27 | ~ |  | SRFOPS | TEST LAB | 3J | 2 | NO INSPECTION REQUIRED | 1
MDC 150008 | ZERO LENGTH REDUCER 4.50 X 2.27 | ~ |  | C100R | TEST LAB | 5 | 2 | NO INSPECTION REQUIRED | 1
MDC 190037 | 8 - 32 X 3/4 LG SHCS AND NUT SET |  |  | C100 | TEST LAB | 1K | 2 | NO INSPECTION REQUIRED | 507
MDC 190049 | 12 PT BOLT/PLATE NUT 1-1/4 LG |  |  | C100 | TEST LAB | 1K | 2 | NO INSPECTION REQUIRED | 908
MDC 190059 | 5/16 - 24 X 1-3/4 LG 12PT BOLT/WASHER SS SP |  |  | C100 | TEST LAB | 1C | 2 | NO INSPECTION REQUIRED | 200
MDC 190061 | 1/4 - 28 X 1-1/4 LG 12PT SP BNW | ~ |  | SNSPPU | TEST LAB | 1J | 2 | NO INSPECTION REQUIRED | 3
MDC 190063 | 5/16 - 24 UNF X 2.0 LONG 12 POINT BOLT AND NUT SET |  |  | C100 | TEST LAB | 1K | 2 | NO INSPECTION REQUIRED | 25
MDC 191000 | 1-1/3 CONFLAT GASKET | ~ |  | SNSPPU | TEST LAB | 2G | 2 | NO INSPECTION REQUIRED | 50
MDC 191004 | 2-3/4 COPPER GASKET |  |  | C100 | TEST LAB | 1K | 2 | NO INSPECTION REQUIRED | 213
MDC 191004 | 2-3/4 COPPER GASKET | ~ |  | SNSPPU | TEST LAB | 2G | 2 | NO INSPECTION REQUIRED | 40
MDC 191009 | 4-1/2 CONFLAT COPPER GASKET |  |  | C100 | TEST LAB | 1K | 2 | NO INSPECTION REQUIRED | 31
MDC 191009 | 4-1/2 CONFLAT COPPER GASKET | ~ |  | SNSPPU | TEST LAB | 2G | 2 | NO INSPECTION REQUIRED | 30
MDC 191011 | 4.58" COPPER GASKET | ~ |  | SNSPPU | TEST LAB | 10H | 2 | NO INSPECTION REQUIRED | 150
MDC 191013 | 6 IN COPPER GASKET |  |  | L2PRD | TEST LAB | 10E | 2 | NO INSPECTION REQUIRED | 172
MDC 191013 | 6 IN COPPER GASKET |  |  | L2PRD | TEST LAB | 10 | 2 | NO INSPECTION REQUIRED | 521
MDC 191013 | 6 IN COPPER GASKET |  |  | C100 | TEST LAB | 1K | 2 | NO INSPECTION REQUIRED | 41
MDC 191025 | 14 IN COPPER GASKET |  |  | CMNB3 | TEST LAB | 5E | 2 | NO INSPECTION REQUIRED | 31
MDC 191147 | 2-3/4 COPPER GASKET | ~ |  | SNSPPU | TEST LAB | 1J | 2 | NO INSPECTION REQUIRED | 10
MDC 191147 | 2-3/4 COPPER GASKET |  |  | C100 | TEST LAB | 1K | 2 | NO INSPECTION REQUIRED | 31
MDC 191147 | 2-3/4 COPPER GASKET | ~ |  | SNSPPU | TEST LAB | 2G | 2 | NO INSPECTION REQUIRED | 50
MDC 203048-2001 | BLANK FLANGE |  |  | C100 | TEST LAB | 3C | 2 | NO INSPECTION REQUIRED | 1
MDC 205634 | MDC GATE VALVE HARDWARE KIT | ~ |  | SNSPPU | TEST LAB | 2C | 2 | NO INSPECTION REQUIRED | 7
MDC 303006-133 | 6 IN GATE VALVE | ~ | 6202001 | SNSPPU | TEST LAB | RM 2131 - FLOOR | 10 | HOLD - INSPECTION PENDING | 1 | GV60SN
MDC 303006-133 | 6 IN GATE VALVE | ~ | 6202002 | SNSPPU | TEST LAB | RM 2131 - FLOOR | 10 | HOLD - INSPECTION PENDING | 1 | GV60SN
MDC 303006-133 | 6 IN GATE VALVE | ~ | 6202003 | SNSPPU | TEST LAB | RM 2131 - FLOOR | 10 | HOLD - INSPECTION PENDING | 1 | GV60SN
MDC 303006-133 | 6 IN GATE VALVE | ~ | 6202004 | SNSPPU | TEST LAB | RM 2131 - FLOOR | 10 | HOLD - INSPECTION PENDING | 1 | GV60SN
MDC 303006-133 | 6 IN GATE VALVE | ~ | 6202005 | SNSPPU | TEST LAB | RM 2131 - FLOOR | 10 | HOLD - INSPECTION PENDING | 1 | GV60SN
MDC 303006-133 | 6 IN GATE VALVE | ~ | 6202006 | SNSPPU | TEST LAB | RM 2131 - FLOOR | 10 | HOLD - INSPECTION PENDING | 1 | GV60SN
MDC 303006-133 | 6 IN GATE VALVE | ~ | 6202007 | SNSPPU | TEST LAB | RM 2131 - FLOOR | 10 | HOLD - INSPECTION PENDING | 1 | GV60SN
MDC 310074 | KAV-150 ANGLE VALVE NW40 HV MANUAL |  | 611128 | C100 | TEST LAB | 2J1 | 2 | NO INSPECTION REQUIRED | 1
MDC 312029 | ANGLE VALVE 1.5 UHV MANUAL |  | 6041804 | C75 | TEST LAB | 5 | 2 | NO INSPECTION REQUIRED | 1 | AV15SN
MDC 312029 | ANGLE VALVE 1.5 UHV MANUAL |  | 6041806 | C75 | TEST LAB | 5 | 2 | NO INSPECTION REQUIRED | 1 | AV15SN
MDC 312029 | ANGLE VALVE 1.5 UHV MANUAL |  | 6041807 | C75 | TEST LAB | 5 | 2 | NO INSPECTION REQUIRED | 1 | AV15SN
MDC 312029 | ANGLE VALVE 1.5 UHV MANUAL |  | 6041809 | C75 | TEST LAB | 5 | 2 | NO INSPECTION REQUIRED | 1 | AV15SN
MDC 312029 | ANGLE VALVE 1.5 UHV MANUAL |  | 6041810 | C75 | TEST LAB | 5 | 2 | NO INSPECTION REQUIRED | 1 | AV15SN
MDC 312029 | ANGLE VALVE 1.5 UHV MANUAL |  | 6041813 | C75 | TEST LAB | 5 | 2 | NO INSPECTION REQUIRED | 1 | AV15SN
MDC 312029 | ANGLE VALVE 1.5 UHV MANUAL |  | 6041814 | C75 | TEST LAB | 5 | 2 | NO INSPECTION REQUIRED | 1 | AV15SN
MDC 312029 | ANGLE VALVE 1.5 UHV MANUAL |  | 6041815 | C75 | TEST LAB | 5 | 2 | NO INSPECTION REQUIRED | 1 | AV15SN
MDC 314003 | 1-1/2 ANGLE VALVE | ~ | 4042031 | SRFOPS | TEST LAB | 3J | 2 | NO INSPECTION REQUIRED | 1 | AV15SN
MDC 314003 | 1-1/2 ANGLE VALVE | ~ | 4042039 | SRFOPS | TEST LAB | 3J | 2 | NO INSPECTION REQUIRED | 1 | AV15SN
MDC 314003 | 1-1/2 ANGLE VALVE | ~ | 4042041 | SRFOPS | TEST LAB | 3J | 2 | NO INSPECTION REQUIRED | 1 | AV15SN
MDC 314003 | 1-1/2 ANGLE VALVE | ~ | 4042046 | SRFOPS | TEST LAB | 3J | 2 | NO INSPECTION REQUIRED | 1 | AV15SN
MDC 314003 | 1-1/2 ANGLE VALVE | ~ | 4042050 | C100R | TEST LAB | 5 | 2 | NO INSPECTION REQUIRED | 1 | AV15SN
MDC 314003 | 1-1/2 ANGLE VALVE | ~ | 5232020 | SRFOPS | TEST LAB | 3J | 2 | NO INSPECTION REQUIRED | 1 | AV15SN
MDC 314003 | 1-1/2 ANGLE VALVE | ~ | 5232021 | SRFOPS | TEST LAB | 3J | 2 | NO INSPECTION REQUIRED | 1 | AV15SN
MDC 314003 | 1-1/2 ANGLE VALVE | ~ | 5232023 | SRFOPS | TEST LAB | 3J | 2 | NO INSPECTION REQUIRED | 1 | AV15SN
MDC 314003 | 1-1/2 ANGLE VALVE | ~ | 5232024 | SRFOPS | TEST LAB | 3J | 2 | NO INSPECTION REQUIRED | 1 | AV15SN
MDC 314003 | 1-1/2 ANGLE VALVE | ~ | 5232025 | SRFOPS | TEST LAB | 3J | 2 | NO INSPECTION REQUIRED | 1 | AV15SN
MDC 402002 | 2-3/4 NIPPLE |  |  | C100 | TEST LAB | 2H | 2 | NO INSPECTION REQUIRED | 10
MDC 402002 | 2-3/4 NIPPLE |  |  | C100 | TEST LAB | 2K | 2 | NO INSPECTION REQUIRED | 2
MDC 402002 | 2-3/4 NIPPLE | ~ |  | SRFOPS | TEST LAB | 3J | 2 | NO INSPECTION REQUIRED | 2
MDC 404002 | 2-3/4 INCH TEE |  |  | C75 | TEST LAB | 5 | 2 | NO INSPECTION REQUIRED | 5
MDC 404038 | TEE 4.5 CF | ~ |  | P1 | TEST LAB | 2L | 2 | NO INSPECTION REQUIRED | 2
MDC 404044 | REDUCER TEE 2.75 X 1.33 |  |  | C75 | TEST LAB | 5 | 2 | NO INSPECTION REQUIRED | 8
MDC 420032 | PRESSURE BURST DISC |  | 005P | L2PRD | TEST LAB | 1G | 2 | NO INSPECTION REQUIRED | 1 | PBDSN
MDC 420032 | PRESSURE BURST DISC |  | 1301834 | L2PRD | TEST LAB | 3 | 2 | NO INSPECTION REQUIRED | 1 | PBDSN
MDC 420032 | PRESSURE BURST DISC |  | 1301835 | L2PRD | TEST LAB | 3 | 2 | NO INSPECTION REQUIRED | 1 | PBDSN
MDC 420032 | PRESSURE BURST DISC |  | 1301836 | L2PRD | TEST LAB | 3 | 2 | NO INSPECTION REQUIRED | 1 | PBDSN
MDC 420032 | PRESSURE BURST DISC |  | 1301837 | L2PRD | TEST LAB | 3 | 2 | NO INSPECTION REQUIRED | 1 | PBDSN
MDC 420032 | PRESSURE BURST DISC |  | 1301838 | L2PRD | TEST LAB | 3 | 2 | NO INSPECTION REQUIRED | 1 | PBDSN
MDC 420032 | PRESSURE BURST DISC |  | 1301841 | L2PRD | TEST LAB | 3 | 2 | NO INSPECTION REQUIRED | 1 | PBDSN
MDC 420032 | PRESSURE BURST DISC |  | 1301842 | L2PRD | TEST LAB | 3 | 2 | NO INSPECTION REQUIRED | 1 | PBDSN
MDC 420032 | PRESSURE BURST DISC |  | 1301843 | L2PRD | TEST LAB | 3 | 2 | NO INSPECTION REQUIRED | 1 | PBDSN
MDC 420032 | PRESSURE BURST DISC |  | 6131804 | SRFR&D | TEST LAB | 3 | 2 | NO INSPECTION REQUIRED | 1 | PBDSN
MDC 420032 | PRESSURE BURST DISC |  | 6131805 | SRFR&D | TEST LAB | 3 | 2 | NO INSPECTION REQUIRED | 1 | PBDSN
MDC 420032 | PRESSURE BURST DISC |  | 7161806 | C75 | TEST LAB | 5 | 2 | NO INSPECTION REQUIRED | 1 | PBDSN
MDC 420032 | PRESSURE BURST DISC |  | 7161807 | C75 | TEST LAB | 5 | 2 | NO INSPECTION REQUIRED | 1 | PBDSN
MDC 420032 | PRESSURE BURST DISC |  | 7161811 | C75 | TEST LAB | 5 | 2 | NO INSPECTION REQUIRED | 1 | PBDSN
MDC 420032 | PRESSURE BURST DISC |  | 7161814 | C75 | TEST LAB | 5 | 2 | NO INSPECTION REQUIRED | 1 | PBDSN
MDC 420032 | PRESSURE BURST DISC |  | 7161815 | C75 | TEST LAB | 5 | 2 | NO INSPECTION REQUIRED | 1 | PBDSN
MDC 420032 | PRESSURE BURST DISC |  | 7161818 | C75 | TEST LAB | 5 | 2 | NO INSPECTION REQUIRED | 1 | PBDSN
MDC 420032 | PRESSURE BURST DISC |  | 7161820 | C75 | TEST LAB | 5 | 2 | NO INSPECTION REQUIRED | 1 | PBDSN
MDC 420032 | PRESSURE BURST DISC |  | 7161826 | C75 | TEST LAB | 5 | 2 | NO INSPECTION REQUIRED | 1 | PBDSN
MDC 420032 | PRESSURE BURST DISC |  | 12211793 | L2PRD | TEST LAB | 3 | 2 | NO INSPECTION REQUIRED | 1 | PBDSN
MDC 420032 | PRESSURE BURST DISC |  | 12211794 | L2PRD | TEST LAB | 3 | 2 | NO INSPECTION REQUIRED | 1 | PBDSN
MDC 420032 | PRESSURE BURST DISC |  | 12211795 | L2PRD | TEST LAB | 3 | 2 | NO INSPECTION REQUIRED | 1 | PBDSN
MDC 420032 | PRESSURE BURST DISC |  | 12211796 | L2PRD | TEST LAB | 3 | 2 | NO INSPECTION REQUIRED | 1 | PBDSN
MDC 420032 | PRESSURE BURST DISC |  | 12211797 | L2PRD | TEST LAB | 3 | 2 | NO INSPECTION REQUIRED | 1 | PBDSN
MDC 420032 | PRESSURE BURST DISC |  | A7004608A-2010 | C100 | TEST LAB | 1C | 2 | NO INSPECTION REQUIRED | 1 | PBDSN
MDC 420032 | PRESSURE BURST DISC |  |  | L2PRO | TEST LAB | 1C | 2 | NO INSPECTION REQUIRED | 2 | PBDSN
MDC 540034 | COPPER GASKET |  |  | C100 | TEST LAB | 10G | 2 | NO INSPECTION REQUIRED | 72
MDC 802005 | DOUBLE CLAW CLAMP |  |  | C100 | TEST LAB | 3C | 2 | NO INSPECTION REQUIRED | 5
MKS 104230001 | COLD CATHRODE GAUGE |  |  | C100 | TEST LAB | 1 | 2 | NO INSPECTION REQUIRED | 1
MKS 750C12PCE4GD | MODEL 750C ABSOLUTE PRESSURE TRANSDUCER |  | 22103602 | L2PRD | TEST LAB | 1L | 2 | NO INSPECTION REQUIRED | 1
MKS 750C12PCE4GD | MODEL 750C ABSOLUTE PRESSURE TRANSDUCER |  | 22103624 | L2PRD | TEST LAB | 1L | 2 | NO INSPECTION REQUIRED | 1
NC G-133 | 1-1/3 COPPER GASKET |  |  | L2PRD | TEST LAB | 10K | 2 | NO INSPECTION REQUIRED | 10
NC G-212 | 2-1/8 COPPER GASKET |  |  | L2PRD | TEST LAB | 9N | 2 | NO INSPECTION REQUIRED | 10
NC G-275 | 2-3/4 COPPER GASKET |  |  | L2PRD | TEST LAB | 9R | 2 | NO INSPECTION REQUIRED | 30
ORA150 | DISC THERMOSTAT | ~ |  | SNSPPU | TEST LAB | 2G | 2 | NO INSPECTION REQUIRED | 30
P-173-00 | C100 PIEZO TUNER |  | 93006 | C100 | TEST LAB | 2B | 2 | NO INSPECTION REQUIRED | 1
P-173-00 | C100 PIEZO TUNER |  | 93008 | C100 | TEST LAB | 2B | 2 | NO INSPECTION REQUIRED | 1
P-173-00 | C100 PIEZO TUNER |  | 93009 | C100 | TEST LAB | 2B | 2 | NO INSPECTION REQUIRED | 1
P104631 | M8 - 1.25 X 35MM HHCS N60 |  |  | L2PRD | TEST LAB | 3K | 2 | NO INSPECTION REQUIRED | 372
P107956 | SINGLE CELL LCLS-II CAVITY |  | EZ_SSC_01 | L2PRD | TEST LAB | CHEMISTRY | 2 | NO INSPECTION REQUIRED | 1 | CAVSN
P107956 | SINGLE CELL LCLS-II CAVITY |  | EZ_SSC_02 | L2PRD | TEST LAB | RM 1012 - CMM / RF TUNING | 2 | NO INSPECTION REQUIRED | 1 | CAVSN
P107956 | SINGLE CELL LCLS-II CAVITY |  | EZ_SSC_04 | L2PRD | TEST LAB | RM 1012 - CMM / RF TUNING | 2 | NO INSPECTION REQUIRED | 1 | CAVSN
P107956 | SINGLE CELL LCLS-II CAVITY |  | EZ_SSC_05 | L2PRD | TEST LAB | RM 1012 - CMM / RF TUNING | 2 | NO INSPECTION REQUIRED | 1 | CAVSN
P107956 | SINGLE CELL LCLS-II CAVITY |  | SC-10-T108 | SRFOPS | TEST LAB | CHEMISTRY | 10 | HOLD - INSPECTION PENDING | 1 | CAVSN
P107956 | SINGLE CELL LCLS-II CAVITY | 0 | SC-11-T109 | SRFR&D | TEST LAB | RM 1012 - CMM / RF TUNING | 10 | HOLD - INSPECTION PENDING | 1 | CAVSN
P107956 | SINGLE CELL LCLS-II CAVITY |  | SC-13-T111 | SRFOPS | TEST LAB | CHEMISTRY | 10 | HOLD - INSPECTION PENDING | 1 | CAVSN
P107956 | SINGLE CELL LCLS-II CAVITY |  | SC-14-T112 | L2PRD | TEST LAB | RM 1012 - CMM / RF TUNING | 10 | HOLD - INSPECTION PENDING | 1 | CAVSN
P107956 | SINGLE CELL LCLS-II CAVITY |  | SC_07 | L2PRD | TEST LAB | RM 1012 - CMM / RF TUNING | 2 | NO INSPECTION REQUIRED | 1 | CAVSN
P107956 | SINGLE CELL LCLS-II CAVITY |  | SC_08 | L2PRD | TEST LAB | RM 1012 - CMM / RF TUNING | 2 | NO INSPECTION REQUIRED | 1 | CAVSN
P107956 | SINGLE CELL LCLS-II CAVITY | ~ | SC_09_T107 | L2PRD | TEST LAB | RM 2131 - FLOOR | 10 | HOLD - INSPECTION PENDING | 1 | CAVSN
P107956 | SINGLE CELL LCLS-II CAVITY |  | SC_1.1 | L2PRD | TEST LAB | RM 1012 - CMM / RF TUNING | 2 | NO INSPECTION REQUIRED | 1 | CAVSN
P107956 | SINGLE CELL LCLS-II CAVITY | ~ | SC_15_T113 | L2PRD | TEST LAB | RM 2131 - FLOOR | 10 | HOLD - INSPECTION PENDING | 1 | CAVSN
P110835 | C75 CAVITY ASSY |  | 5C75-RI-001 | C75 | TEST LAB | RM 1012 - CMM / RF TUNING | 10 | HOLD - INSPECTION PENDING | 1 | CAVSN
P110835 | C75 CAVITY ASSY |  | 5C75-RI-002 | C75 | TEST LAB | RM 1012 - CMM / RF TUNING | 10 | HOLD - INSPECTION PENDING | 1 | CAVSN
P110835 | C75 CAVITY ASSY |  | 5C75-RI-003 | C75 | TEST LAB | RM 1012 - CMM / RF TUNING | 10 | HOLD - INSPECTION PENDING | 1 | CAVSN
P110835 | C75 CAVITY ASSY |  | 5C75-RI-004 | C75 | TEST LAB | STAGING AREA | 10 | HOLD - INSPECTION PENDING | 1 | CAVSN
P110835 | C75 CAVITY ASSY |  | 5C75-RI-005 | C75 | TEST LAB | RM 1012 - CMM / RF TUNING | 10 | HOLD - INSPECTION PENDING | 1 | CAVSN
P110835 | C75 CAVITY ASSY |  | 5C75-RI-006 | C75 | TEST LAB | RM 1012 - CMM / RF TUNING | 10 | HOLD - INSPECTION PENDING | 1 | CAVSN
P110835 | C75 CAVITY ASSY |  | 5C75-RI-007 | C75 | TEST LAB | STAGING AREA | 10 | HOLD - INSPECTION PENDING | 1 | CAVSN
P110835 | C75 CAVITY ASSY |  | 5C75-RI-008 | C75 | TEST LAB | RM 1012 - CMM / RF TUNING | 10 | HOLD - INSPECTION PENDING | 1 | CAVSN
P110835 | C75 CAVITY ASSY |  | 5C75-RI-010 | C75 | TEST LAB | RM 1012 - CMM / RF TUNING | 10 | HOLD - INSPECTION PENDING | 1 | CAVSN
P110835 | C75 CAVITY ASSY |  | 5C75-RI-NBSN1 | C75 | TEST LAB | RM 1012 - CMM / RF TUNING | 10 | HOLD - INSPECTION PENDING | 1 | CAVSN
P110835 | C75 CAVITY ASSY |  | CAV006 | C75 | TEST LAB | RM 1012 - CMM / RF TUNING | 10 | HOLD - INSPECTION PENDING | 1 | CAVSN
P110835 | C75 CAVITY ASSY |  | CAV008 | C75 | TEST LAB | RM 1012 - CMM / RF TUNING | 10 | HOLD - INSPECTION PENDING | 1 | CAVSN
P96394 | FPC COLD PART |  | RITH-S-CP-127 | L2PRD | TEST LAB | CLEANROOM | 10 | HOLD - INSPECTION PENDING | 1 | FPCCSN
P99045 | HIGH (Q) FIXED ANTENNA TIP |  |  | L2PRD | TEST LAB | 7E | 2 | NO INSPECTION REQUIRED | 59
PE-11STD | STD ION PUMP 11 L/S, 2.75" CFF W/MAGNET | ~ | Z2001059 | SNSPPU | TEST LAB | 3 | 2 | NO INSPECTION REQUIRED | 1 | IP11STDSN
PE-11STD | STD ION PUMP 11 L/S, 2.75" CFF W/MAGNET | ~ | Z2001060 | SNSPPU | TEST LAB | 3 | 2 | NO INSPECTION REQUIRED | 1 | IP11STDSN
PE-11STD | STD ION PUMP 11 L/S, 2.75" CFF W/MAGNET | ~ | Z2001061 | SNSPPU | TEST LAB | 3 | 2 | NO INSPECTION REQUIRED | 1 | IP11STDSN
PE-11STD | STD ION PUMP 11 L/S, 2.75" CFF W/MAGNET | ~ | Z2001062 | SNSPPU | TEST LAB | 3 | 2 | NO INSPECTION REQUIRED | 1 | IP11STDSN
PE-11STD | STD ION PUMP 11 L/S, 2.75" CFF W/MAGNET | ~ | Z2001063 | SNSPPU | TEST LAB | 3 | 2 | NO INSPECTION REQUIRED | 1 | IP11STDSN
PE-11STD | STD ION PUMP 11 L/S, 2.75" CFF W/MAGNET | ~ | Z2001064 | SNSPPU | TEST LAB | 3 | 2 | NO INSPECTION REQUIRED | 1 | IP11STDSN
PE-11STD | STD ION PUMP 11 L/S, 2.75" CFF W/MAGNET | ~ | Z2001065 | SNSPPU | TEST LAB | 3 | 2 | NO INSPECTION REQUIRED | 1 | IP11STDSN
PE-20DI | 20 L/S DI ION PUMP 2.75 CFF W/MAGNET |  | Z1711031 | L2PRD | TEST LAB | FLOOR - NB CAGE | 2 | NO INSPECTION REQUIRED | 1
PE-20DI | 20 L/S DI ION PUMP 2.75 CFF W/MAGNET |  | Z1711033 | L2PRD | TEST LAB | FLOOR - NB CAGE | 2 | NO INSPECTION REQUIRED | 1
PE-20DI | 20 L/S DI ION PUMP 2.75 CFF W/MAGNET |  | Z1711034 | L2PRD | TEST LAB | FLOOR | 2 | NO INSPECTION REQUIRED | 1
PE44093 | SHV PIEZO CONNECTOR |  |  | C100 | TEST LAB | 2B | 2 | NO INSPECTION REQUIRED | 50
PF-375-602-44 | WG COUPLER INTERFACE GASKET |  |  | L2PRD | TEST LAB | 3B | 2 | NO INSPECTION REQUIRED | 19
PF-375-602-45 | WG COUPLER INTERFACE CAP | ~ |  | L2PRD | TEST LAB | 3B | 2 | NO INSPECTION REQUIRED | 8
PIPE - 2 PHASE -4 INCH | PIPE - 2 PHASE -4 INCH |  |  | L2PRO | TEST LAB | HIGH BAY | 2 | NO INSPECTION REQUIRED | 4
PS-399 | LIMIT SWITCH | ~ |  | SNSPPU | TEST LAB | 1J | 2 | NO INSPECTION REQUIRED | 70
QF40-150-X | 4-WAY CROSS QF40 |  |  | C100 | TEST LAB | 2B | 2 | NO INSPECTION REQUIRED | 3
RA6-0080-C-102238 | RUPTURE DISK | ~ |  | SNSPPU | TEST LAB | 2B | 2 | NO INSPECTION REQUIRED | 7
RAH-0080-C-102239 | RUPTURE DISK HOLDER | ~ |  | SNSPPU | TEST LAB | 2B | 2 | NO INSPECTION REQUIRED | 7
RF275X133-LN | REDUCING FLANGE 2 - 3/4 CF 316SS |  |  | L2PRD | TEST LAB | RM 2231-18 - ARI | 2 | NO INSPECTION REQUIRED | 12
RF450X275 | REDUCING FLANGE, 4-1/2 |  |  | C75 | TEST LAB | 5 | 2 | NO INSPECTION REQUIRED | 2
S15-276 | LIMIT SWITCH |  |  | L2PRD | TEST LAB | 1C | 2 | NO INSPECTION REQUIRED | 45
S15-276 | LIMIT SWITCH |  |  | L2PRD | TEST LAB | RM 2231-15 - HUQUE | 2 | NO INSPECTION REQUIRED | 9
SA-375-602-40 | WG COUPLER ADJUSTMENT ASSY |  |  | L2PRD | TEST LAB | 3B | 2 | NO INSPECTION REQUIRED | 113
SI-410 | SILCON DIODE THERMOMETER |  | S68620 | C100 | TEST LAB | CABINET 2 | 2 | NO INSPECTION REQUIRED | 1 | SDTSN
SI-410 | SILCON DIODE THERMOMETER |  | S68621 | C100 | TEST LAB | CABINET 2 | 2 | NO INSPECTION REQUIRED | 1 | SDTSN
SI-410 | SILCON DIODE THERMOMETER |  | S68622 | C100 | TEST LAB | CABINET 2 | 2 | NO INSPECTION REQUIRED | 1 | SDTSN
SI-410 | SILCON DIODE THERMOMETER |  | S68623 | C100 | TEST LAB | CABINET 2 | 2 | NO INSPECTION REQUIRED | 1 | SDTSN
SK-040914-NH-012 | HOM PROBE ASSEMBLY |  | 2 | C100 | TEST LAB | 8L | 2 | NO INSPECTION REQUIRED | 1
SK-040914-NH-012 | HOM PROBE ASSEMBLY |  | 4 | C100 | TEST LAB | 8L | 2 | NO INSPECTION REQUIRED | 1
SKR 43.0 | BURST DISC 2 INCH 316SS 43.0 PSIG |  | 10 | L2PRD | TEST LAB | 2B | 2 | NO INSPECTION REQUIRED | 1
SKR 43.0 | BURST DISC 2 INCH 316SS 43.0 PSIG |  | 3 | L2PRO | TEST LAB | 1C | 2 | NO INSPECTION REQUIRED | 2
SKR 43.0 | BURST DISC 2 INCH 316SS 43.0 PSIG |  | 6 | L2PRD | TEST LAB | 2B | 2 | NO INSPECTION REQUIRED | 1
SKR 43.0 | BURST DISC 2 INCH 316SS 43.0 PSIG |  | 7 | L2PRD | TEST LAB | 2B | 2 | NO INSPECTION REQUIRED | 1
SKR 43.0 | BURST DISC 2 INCH 316SS 43.0 PSIG |  | 8 | L2PRD | TEST LAB | 2B | 2 | NO INSPECTION REQUIRED | 1
SKR 43.0 | BURST DISC 2 INCH 316SS 43.0 PSIG |  | 9 | L2PRD | TEST LAB | 2B | 2 | NO INSPECTION REQUIRED | 1
SKR 51.3 | BURST DISC 2 INCH 316SS 51.3 PSIG |  | 2 | L2PRD | TEST LAB | 2B | 2 | NO INSPECTION REQUIRED | 1
SKR 51.3 | BURST DISC 2 INCH 316SS 51.3 PSIG |  | 3 | L2PRD | TEST LAB | 2B | 2 | NO INSPECTION REQUIRED | 1
SKR 51.3 | BURST DISC 2 INCH 316SS 51.3 PSIG |  | 4 | C75 | TEST LAB | 5 | 2 | NO INSPECTION REQUIRED | 1
SKR 51.3 | BURST DISC 2 INCH 316SS 51.3 PSIG |  | 5 | C75 | TEST LAB | 5 | 2 | NO INSPECTION REQUIRED | 1
SKR 51.3 | BURST DISC 2 INCH 316SS 51.3 PSIG |  |  | L2PRO | TEST LAB | 1C | 2 | NO INSPECTION REQUIRED | 2
SPFG012G | STANDARD HEAT TREATED FIBERGLASS BRAID |  |  | L2PRO | TEST LAB | 1L | 2 | NO INSPECTION REQUIRED | 1
SRB-7RS | INLET-OUTLET 2 INCH 316SS |  | 18005167-1X | C75 | TEST LAB | 5 | 2 | NO INSPECTION REQUIRED | 1
SRB-7RS | INLET-OUTLET 2 INCH 316SS |  |  | L2PRO | TEST LAB | 1C | 2 | NO INSPECTION REQUIRED | 1
SS-200-R-8BT | 1/8 IN X 1/2 IN SS SWAGELOK TUBE BORED REDUCER | ~ |  | SNSPPU | TEST LAB | 2K | 2 | NO INSPECTION REQUIRED | 35
SS-4-TSW-3 | 1/4 IN 316 STAINLESS STEEL TUBE SOCKET WELD TEE | ~ |  | SNSPPU | TEST LAB | 2K | 2 | NO INSPECTION REQUIRED | 21
SS-4-TSW-4 | SS 1 TUBE SOCKET WELD CROSS | ~ |  | SNSPPU | TEST LAB | 2K | 2 | NO INSPECTION REQUIRED | 7
SS-4-TSW-6 | WELD UNION | ~ |  | SNSPPU | TEST LAB | 2K | 2 | NO INSPECTION REQUIRED | 42
SS-4-TSW-7-4 | 1/4 IN FEMALE 316 SS TUBE SOCKET WELD CONN | ~ |  | SNSPPU | TEST LAB | 2K | 2 | NO INSPECTION REQUIRED | 7
SS-4BMW-TW | 1/4 TSW 3/8 TBW SSMETERING BELLOWS | ~ |  | SNSPPU | TEST LAB | 2K | 2 | NO INSPECTION REQUIRED | 28
SS-4H-TW | BELLOWS SEALED VALVE |  |  | L2PRD | TEST LAB | 2J | 2 | NO INSPECTION REQUIRED | 14
SS-6-TSW-3 | 3/8 IN 316 STAINLESS STEEL TUBE SOCKET WELD TEE | ~ |  | SNSPPU | TEST LAB | 2K | 2 | NO INSPECTION REQUIRED | 21
SS-T4-S-049-20 | 1/4 OD X .049 SS TUBE WALL | ~ |  | SNSPPU | TEST LAB | 3A1 | 2 | NO INSPECTION REQUIRED | 20
SS-T6-S-049-20 | 3/8 X .049 WALL TUBING | ~ |  | SNSPPU | TEST LAB | 3A1 | 2 | NO INSPECTION REQUIRED | 80
SS-T8-049-20 | 1/2 X .049 TUBING | ~ |  | SNSPPU | TEST LAB | 3A1 | 2 | NO INSPECTION REQUIRED | 30
SSPW-1SS | SSPW-1SS SPHERICAL WASHER |  |  | C100 | TEST LAB | BIN 179 | 2 | NO INSPECTION REQUIRED | 38
T-0275 | 2-3/4 INCH TEE |  |  | L2PRD | TEST LAB | 2K | 2 | NO INSPECTION REQUIRED | 1
T-0275 | 2-3/4 INCH TEE |  |  | C75 | TEST LAB | 5 | 2 | NO INSPECTION REQUIRED | 1
TBK25028088P | BOLT KIT,12 POINT,(25)1/4-28X 7/8",FOR 2.75"TAPP |  |  | C75 | TEST LAB | 5 | 2 | NO INSPECTION REQUIRED | 25
TBS31224200P | TWLV POINT B&N SET, (25) 5/16-24X2" SILVER PLAT |  |  | C75 | TEST LAB | 5 | 2 | NO INSPECTION REQUIRED | 25
V7-1D10D8 | SWITCH COMPONET |  |  | C100 | TEST LAB | 1F2 | 2 | NO INSPECTION REQUIRED | 20
VAC5501212-2002 | CF ELBOW 20 DEG. W/2.57 CF AND 1.5 INCH TUBE |  |  | C100 | TEST LAB | 1H | 2 | NO INSPECTION REQUIRED | 4
VSS 52.200.1.2 | CRYO STEPPER MOTOR |  | 70619141 | C100 | TEST LAB | 4 | 2 | NO INSPECTION REQUIRED | 1 | SMSN
VSS 52.200.1.2 | CRYO STEPPER MOTOR | ~ | 200187415 | SNSPPU | TEST LAB | 2G | 2 | NO INSPECTION REQUIRED | 1 | SMSN
VSS 52.200.1.2 | CRYO STEPPER MOTOR | ~ | 200187416 | SNSPPU | TEST LAB | 2G | 2 | NO INSPECTION REQUIRED | 1 | SMSN
VSS 52.200.1.2 | CRYO STEPPER MOTOR | ~ | 200187417 | SNSPPU | TEST LAB | 2G | 2 | NO INSPECTION REQUIRED | 1 | SMSN
VSS 52.200.1.2 | CRYO STEPPER MOTOR | ~ | 200187418 | SNSPPU | TEST LAB | 2G | 2 | NO INSPECTION REQUIRED | 1 | SMSN
VSS 52.200.1.2 | CRYO STEPPER MOTOR | ~ | 200187419 | SNSPPU | TEST LAB | 2G | 2 | NO INSPECTION REQUIRED | 1 | SMSN
VSS 52.200.1.2 | CRYO STEPPER MOTOR | ~ | 200187420 | SNSPPU | TEST LAB | 2G | 2 | NO INSPECTION REQUIRED | 1 | SMSN
VSS 52.200.1.2 | CRYO STEPPER MOTOR | ~ | 200187421 | SNSPPU | TEST LAB | 2G | 2 | NO INSPECTION REQUIRED | 1 | SMSN
VSS 52.200.1.2 | CRYO STEPPER MOTOR | ~ | 200187422 | SNSPPU | TEST LAB | 2G | 2 | NO INSPECTION REQUIRED | 1 | SMSN
VSS 52.200.1.2 | CRYO STEPPER MOTOR | ~ | 200187423 | SNSPPU | TEST LAB | 2G | 2 | NO INSPECTION REQUIRED | 1 | SMSN
VSS 52.200.1.2 | CRYO STEPPER MOTOR | ~ | 200187424 | SNSPPU | TEST LAB | 2G | 2 | NO INSPECTION REQUIRED | 1 | SMSN
VSS 52.200.1.2 | CRYO STEPPER MOTOR | ~ | 200187425 | SNSPPU | TEST LAB | 2G | 2 | NO INSPECTION REQUIRED | 1 | SMSN
VSS 52.200.1.2 | CRYO STEPPER MOTOR | ~ | 200187426 | SNSPPU | TEST LAB | 2G | 2 | NO INSPECTION REQUIRED | 1 | SMSN
VSS 52.200.1.2 | CRYO STEPPER MOTOR | ~ | 200187427 | SNSPPU | TEST LAB | 2G | 2 | NO INSPECTION REQUIRED | 1 | SMSN
VSS 52.200.1.2 | CRYO STEPPER MOTOR | ~ | 200187428 | SNSPPU | TEST LAB | 2G | 2 | NO INSPECTION REQUIRED | 1 | SMSN
VSS 52.200.1.2 | CRYO STEPPER MOTOR | ~ | 200187429 | SNSPPU | TEST LAB | 2G | 2 | NO INSPECTION REQUIRED | 1 | SMSN
VSS 52.200.1.2 | CRYO STEPPER MOTOR | ~ | 200187430 | SNSPPU | TEST LAB | 2G | 2 | NO INSPECTION REQUIRED | 1 | SMSN
VSS 52.200.1.2 | CRYO STEPPER MOTOR | ~ | 200187431 | SNSPPU | TEST LAB | 2G | 2 | NO INSPECTION REQUIRED | 1 | SMSN
VSS 52.200.1.2 | CRYO STEPPER MOTOR | ~ | 200187432 | SNSPPU | TEST LAB | 2G | 2 | NO INSPECTION REQUIRED | 1 | SMSN
VSS 52.200.1.2 | CRYO STEPPER MOTOR | ~ | 200187433 | SNSPPU | TEST LAB | 2G | 2 | NO INSPECTION REQUIRED | 1 | SMSN
VSS 52.200.1.2 | CRYO STEPPER MOTOR | ~ | 200187434 | SNSPPU | TEST LAB | 2G | 2 | NO INSPECTION REQUIRED | 1 | SMSN
VSS 52.200.1.2 | CRYO STEPPER MOTOR | ~ | 200187435 | SNSPPU | TEST LAB | 2G | 2 | NO INSPECTION REQUIRED | 1 | SMSN
VSS 52.200.1.2 | CRYO STEPPER MOTOR | ~ | 200187436 | SNSPPU | TEST LAB | 2G | 2 | NO INSPECTION REQUIRED | 1 | SMSN
VSS 52.200.1.2 | CRYO STEPPER MOTOR | ~ | 200187437 | SNSPPU | TEST LAB | 2G | 2 | NO INSPECTION REQUIRED | 1 | SMSN
VSS 52.200.1.2 | CRYO STEPPER MOTOR | ~ | 200187438 | SNSPPU | TEST LAB | 2G | 2 | NO INSPECTION REQUIRED | 1 | SMSN
VSS 52.200.1.2 | CRYO STEPPER MOTOR | ~ | 200187439 | SNSPPU | TEST LAB | 2G | 2 | NO INSPECTION REQUIRED | 1 | SMSN
VSS 52.200.1.2 | CRYO STEPPER MOTOR | ~ | 200187440 | SNSPPU | TEST LAB | 2G | 2 | NO INSPECTION REQUIRED | 1 | SMSN
VSS 52.200.1.2 | CRYO STEPPER MOTOR | ~ | 200187441 | SNSPPU | TEST LAB | 2G | 2 | NO INSPECTION REQUIRED | 1 | SMSN
VSS 52.200.1.2 | CRYO STEPPER MOTOR | ~ | 200187442 | SNSPPU | TEST LAB | 2G | 2 | NO INSPECTION REQUIRED | 1 | SMSN
VSS 52.200.1.2 | CRYO STEPPER MOTOR | ~ | 200187443 | SNSPPU | TEST LAB | 2G | 2 | NO INSPECTION REQUIRED | 1 | SMSN
VSS 52.200.1.2 | CRYO STEPPER MOTOR | ~ | 200187444 | SNSPPU | TEST LAB | 2G | 2 | NO INSPECTION REQUIRED | 1 | SMSN
VSS 52.200.1.2 | CRYO STEPPER MOTOR | ~ | 200187445 | SNSPPU | TEST LAB | 2G | 2 | NO INSPECTION REQUIRED | 1 | SMSN
WIDGET | WIDGET X | M | 987 | L2PRD | TEST LAB | 2131 FLOOR | 10 | HOLD - INSPECTION PENDING | 1
WIDGET | WIDGET X | - | SN002 | L2PRD | TEST LAB | 3H | 2 | NO INSPECTION REQUIRED | 1
WIDGET | WIDGET X | A | SN004 | L2PRD | TEST LAB | 3H | 2 | NO INSPECTION REQUIRED | 1
WIDGET | WIDGET X | - | SN007 | L2PRD | TEST LAB | 1G | 10 | HOLD - INSPECTION PENDING | 1
WIDGET | WIDGET X | A | SN009 | L2PRD | TEST LAB | 1G | 2 | NO INSPECTION REQUIRED | 1
WIDGET-001 | PCM FLUXGATE CABLES AND SENSORS |  |  | L2PRD | TEST LAB | 5G | 2 | NO INSPECTION REQUIRED | 1
WO-5718X-05E | STEPPER MOTOR |  | 34 | C100 | TEST LAB | CRYO ASSEMBLY | 2 | NO INSPECTION REQUIRED | 1 | SMSN
XR80-75/208 | XR SERIES PROG DC PWR SUPPLY |  | 1162-6891 | L2PRD | TEST LAB | FLOOR | 10 | HOLD - INSPECTION PENDING | 1
Z32553 | NW08 2.81MM SPECIAL |  |  | L2PRD | TEST LAB | 8C | 2 | NO INSPECTION REQUIRED | 68